## UA_W
Summer Outlook Report 2019
| Power Data (all entries are assumed to be >0) |  |  | Countrycode: |  | UA_W | [6 empty] | Heating if temperature below: | no data |  |  |  | Cooling if temperature above: | no data
| (Net values in GW, at a synchronous time every week) |  |  | Countryname: |  | Burshtyn Island | [6 empty] | Heating saturation temperature: | no data |  |  |  | Cooling saturation temperature: | no data
[13 empty] | Temperature sensitivity in heating [MW/ ͦC] | no data |  |  |  | Temperature sensitivity in cooling [MW/ ͦC] | no data
| The peak dates are related to Wednesday of each week |  |  | 2019-05-29 | 2019-06-05 | 2019-06-12 | 2019-06-19 | 2019-06-26 | 2019-07-03 | 2019-07-10 | 2019-07-17 | 2019-07-24 | 2019-07-31 | 2019-08-07 | 2019-08-14 | 2019-08-21 | 2019-08-28 | 2019-09-04 | 2019-09-11 | 2019-09-18 | 2019-09-25
| WEEK |  |  | 22 | 23 | 24 | 25 | 26 | 27 | 28 | 29 | 30 | 31 | 32 | 33 | 34 | 35 | 36 | 37 | 38 | 39
| Time (CET for winter, but CEST last week; CEST for summer) |  |  | 19:00 | 19:00 | 19:00 | 19:00 | 19:00 | 19:00 | 19:00 | 19:00 | 19:00 | 19:00 | 19:00 | 19:00 | 19:00 | 19:00 | 19:00 | 19:00 | 19:00 | 19:00
Line | PART A : INDIGENOUS NATIONAL GENERATION | Severe conditions Average Forced Outage Rate | Normal conditions Average Forced Outage Rate
Net generating capacity:
1 | Nuclear Power | 0% | 0% | 0 | 0 | 0 | 0 | 0 | 0 | 0 | 0 | 0 | 0 | 0 | 0 | 0 | 0 | 0 | 0 | 0 | 0
2 | Fossil Fuels |  |  | 2.583 | 2.583 | 2.583 | 2.583 | 2.583 | 2.583 | 2.583 | 2.583 | 2.583 | 2.583 | 2.583 | 2.583 | 2.583 | 2.583 | 2.583 | 2.583 | 2.583 | 2.583
2a | of which Lignite | 0% | 0% | 0 | 0 | 0 | 0 | 0 | 0 | 0 | 0 | 0 | 0 | 0 | 0 | 0 | 0 | 0 | 0 | 0 | 0
2b | of which Hard Coal | 3.5% | 3.5% | 2.466 | 2.466 | 2.466 | 2.466 | 2.466 | 2.466 | 2.466 | 2.466 | 2.466 | 2.466 | 2.466 | 2.466 | 2.466 | 2.466 | 2.466 | 2.466 | 2.466 | 2.466
2c | of which Gas | 0% | 0% | 0.117 | 0.117 | 0.117 | 0.117 | 0.117 | 0.117 | 0.117 | 0.117 | 0.117 | 0.117 | 0.117 | 0.117 | 0.117 | 0.117 | 0.117 | 0.117 | 0.117 | 0.117
2d | of which Oil | 0% | 0% | 0 | 0 | 0 | 0 | 0 | 0 | 0 | 0 | 0 | 0 | 0 | 0 | 0 | 0 | 0 | 0 | 0 | 0
2e | of which Oil Shale | 0% | 0% | 0 | 0 | 0 | 0 | 0 | 0 | 0 | 0 | 0 | 0 | 0 | 0 | 0 | 0 | 0 | 0 | 0 | 0
2f | of which Fossil Peat | 4% | 4% | 0 | 0 | 0 | 0 | 0 | 0 | 0 | 0 | 0 | 0 | 0 | 0 | 0 | 0 | 0 | 0 | 0 | 0
3 | Renewable Energy Sources (other than hydro) |  |  | 0.1278 | 0.1278 | 0.1278 | 0.1278 | 0.1278 | 0.1278 | 0.1278 | 0.1278 | 0.1278 | 0.1278 | 0.1278 | 0.1278 | 0.1278 | 0.1278 | 0.1278 | 0.1278 | 0.1278 | 0.1278
3a | of which onshore wind | 0% | 0% | 0.03525 | 0.03525 | 0.03525 | 0.03525 | 0.03525 | 0.03525 | 0.03525 | 0.03525 | 0.03525 | 0.03525 | 0.03525 | 0.03525 | 0.03525 | 0.03525 | 0.03525 | 0.03525 | 0.03525 | 0.03525
3b | of which offshore wind | 0% | 0% | 0 | 0 | 0 | 0 | 0 | 0 | 0 | 0 | 0 | 0 | 0 | 0 | 0 | 0 | 0 | 0 | 0 | 0
3c | of which Solar (PV) | 0% | 0% | 0.089552 | 0.089552 | 0.089552 | 0.089552 | 0.089552 | 0.089552 | 0.089552 | 0.089552 | 0.089552 | 0.089552 | 0.089552 | 0.089552 | 0.089552 | 0.089552 | 0.089552 | 0.089552 | 0.089552 | 0.089552
3d | of which Biomass | 0% | 0% | 0.003 | 0.003 | 0.003 | 0.003 | 0.003 | 0.003 | 0.003 | 0.003 | 0.003 | 0.003 | 0.003 | 0.003 | 0.003 | 0.003 | 0.003 | 0.003 | 0.003 | 0.003
3e | of which other RES (e.g. tidal, wave, geothermal, RES waste, CSP) | 0% | 0% | 0 | 0 | 0 | 0 | 0 | 0 | 0 | 0 | 0 | 0 | 0 | 0 | 0 | 0 | 0 | 0 | 0 | 0
4a | Hydro Run of River and Reservoir | 0% | 0% | 0.042 | 0.042 | 0.042 | 0.042 | 0.042 | 0.042 | 0.042 | 0.042 | 0.042 | 0.042 | 0.042 | 0.042 | 0.042 | 0.042 | 0.042 | 0.042 | 0.042 | 0.042
4b | Hydro pumping | 0% | 0% | 0 | 0 | 0 | 0 | 0 | 0 | 0 | 0 | 0 | 0 | 0 | 0 | 0 | 0 | 0 | 0 | 0 | 0
5 | Other non-RES (e.g. CHP non-renewable, waste non-renewable) | 0% | 0% | 0 | 0 | 0 | 0 | 0 | 0 | 0 | 0 | 0 | 0 | 0 | 0 | 0 | 0 | 0 | 0 | 0 | 0
6 | Total Net generating capacity (6 = 1+2+3+4a+4b+5) |  |  | 2.7528 | 2.7528 | 2.7528 | 2.7528 | 2.7528 | 2.7528 | 2.7528 | 2.7528 | 2.7528 | 2.7528 | 2.7528 | 2.7528 | 2.7528 | 2.7528 | 2.7528 | 2.7528 | 2.7528 | 2.7528
7 | Maintenance & Overhauls (planned outages) |  |  | 0.685 | 0.235 | 0.235 | 0.44 | 0.44 | 0.245 | 0.455 | 0.455 | 0.245 | 0.245 | 0.451 | 0.451 | 0.451 | 0.451 | 0.451 | 0.245 | 0.265 | 0.265
7a | Nuclear Power |  |  | 0 | 0 | 0 | 0 | 0 | 0 | 0 | 0 | 0 | 0 | 0 | 0 | 0 | 0 | 0 | 0 | 0 | 0
7b | Lignite |  |  | 0 | 0 | 0 | 0 | 0 | 0 | 0 | 0 | 0 | 0 | 0 | 0 | 0 | 0 | 0 | 0 | 0 | 0
7c | Hard Coal |  |  | 0.685 | 0.235 | 0.235 | 0.44 | 0.44 | 0.245 | 0.455 | 0.455 | 0.245 | 0.245 | 0.451 | 0.451 | 0.451 | 0.451 | 0.451 | 0.245 | 0.265 | 0.265
7d | Gas |  |  | 0 | 0 | 0 | 0 | 0 | 0 | 0 | 0 | 0 | 0 | 0 | 0 | 0 | 0 | 0 | 0 | 0 | 0
7e | Oil |  |  | 0 | 0 | 0 | 0 | 0 | 0 | 0 | 0 | 0 | 0 | 0 | 0 | 0 | 0 | 0 | 0 | 0 | 0
7f | Oil Shale |  |  | 0 | 0 | 0 | 0 | 0 | 0 | 0 | 0 | 0 | 0 | 0 | 0 | 0 | 0 | 0 | 0 | 0 | 0
7g | Fossil Peat |  |  | 0 | 0 | 0 | 0 | 0 | 0 | 0 | 0 | 0 | 0 | 0 | 0 | 0 | 0 | 0 | 0 | 0 | 0
7h | Onshore Wind |  |  | 0 | 0 | 0 | 0 | 0 | 0 | 0 | 0 | 0 | 0 | 0 | 0 | 0 | 0 | 0 | 0 | 0 | 0
7i | Offshore Wind |  |  | 0 | 0 | 0 | 0 | 0 | 0 | 0 | 0 | 0 | 0 | 0 | 0 | 0 | 0 | 0 | 0 | 0 | 0
7j | Solar (PV) |  |  | 0 | 0 | 0 | 0 | 0 | 0 | 0 | 0 | 0 | 0 | 0 | 0 | 0 | 0 | 0 | 0 | 0 | 0
7k | Biomass |  |  | 0 | 0 | 0 | 0 | 0 | 0 | 0 | 0 | 0 | 0 | 0 | 0 | 0 | 0 | 0 | 0 | 0 | 0
7l | other RES (apart from hydro, including tidal, wave, geothermal, waste renewable, CSP,…) |  |  | 0 | 0 | 0 | 0 | 0 | 0 | 0 | 0 | 0 | 0 | 0 | 0 | 0 | 0 | 0 | 0 | 0 | 0
7m | Hydro Run of River and Reservoir |  |  | 0 | 0 | 0 | 0 | 0 | 0 | 0 | 0 | 0 | 0 | 0 | 0 | 0 | 0 | 0 | 0 | 0 | 0
7n | Hydro pumping |  |  | 0 | 0 | 0 | 0 | 0 | 0 | 0 | 0 | 0 | 0 | 0 | 0 | 0 | 0 | 0 | 0 | 0 | 0
7o | Other non-RES (incl. not clearly identifiable energy sources) |  |  | 0 | 0 | 0 | 0 | 0 | 0 | 0 | 0 | 0 | 0 | 0 | 0 | 0 | 0 | 0 | 0 | 0 | 0
PART B : DATA FOR NORMAL CONDITIONS
8 | Non-usable capacity at reference point (all power stations including mothballed, authorization & technical & legal constraints, energy source unavailability etc. ) |  |  | 0.38547 | 0.43521 | 0.43459 | 0.41414 | 0.41396 | 0.43416 | 0.43439 | 0.43466 | 0.4355 | 0.45184 | 0.42235 | 0.42345 | 0.42449 | 0.42598 | 0.42745 | 0.45896 | 0.44988 | 0.45019
8a | of which nuclear
8b | of which Lignite
8c | of which Hard Coal |  |  | 0.216 | 0.266 | 0.266 | 0.246 | 0.246 | 0.266 | 0.266 | 0.266 | 0.266 | 0.281 | 0.25 | 0.25 | 0.25 | 0.25 | 0.25 | 0.281 | 0.271 | 0.271
8d | of which Gas |  |  | 0.06 | 0.06 | 0.06 | 0.06 | 0.06 | 0.06 | 0.06 | 0.06 | 0.06 | 0.06 | 0.06 | 0.06 | 0.06 | 0.06 | 0.06 | 0.06 | 0.06 | 0.06
8e | of which Oil
8f | of which Oil Shale
8g | of which Fossil Peat
8h | of which onshore wind |  |  | 0.031561 | 0.031477 | 0.031394 | 0.031482 | 0.031485 | 0.031501 | 0.031732 | 0.031822 | 0.031952 | 0.032032 | 0.031927 | 0.031779 | 0.031567 | 0.03144 | 0.031303 | 0.030918 | 0.030761 | 0.030357
8i | of which offshore wind |  |  | 0 | 0 | 0 | 0 | 0 | 0 | 0 | 0 | 0 | 0 | 0 | 0 | 0 | 0 | 0 | 0 | 0 | 0
8j | of which Solar |  |  | 0.07791 | 0.077731 | 0.077194 | 0.076657 | 0.076477 | 0.076657 | 0.076657 | 0.076836 | 0.077552 | 0.078806 | 0.080418 | 0.081671 | 0.082925 | 0.084537 | 0.086149 | 0.087045 | 0.088119 | 0.088836
8k | of which Biomass
8l | of which other RES (apart from hydro)
8m | Hydro Run of River and Reservoir
8n | Hydro pumping
8o | of which other non-RES (incl. not clearly identifiable energy sources)
9 | Available capacity (9 = 6 - (7 + 8)) |  |  | 1.6823 | 2.0826 | 2.0832 | 1.8987 | 1.8988 | 2.0736 | 1.8634 | 1.8631 | 2.0723 | 2.056 | 1.8795 | 1.8784 | 1.8773 | 1.8758 | 1.8744 | 2.0488 | 2.0379 | 2.0376
10 | Outages: average expected value (all power stations) |  |  | 0.054775 | 0.068775 | 0.068775 | 0.0623 | 0.0623 | 0.068425 | 0.061075 | 0.061075 | 0.068425 | 0.0679 | 0.061775 | 0.061775 | 0.061775 | 0.061775 | 0.061775 | 0.0679 | 0.06755 | 0.06755
11 | System services reserve (one hour ahead of real time) |  |  | 0.22 | 0.22 | 0.22 | 0.22 | 0.22 | 0.22 | 0.22 | 0.22 | 0.22 | 0.22 | 0.22 | 0.22 | 0.22 | 0.22 | 0.22 | 0.22 | 0.22 | 0.22
12 | Reliably available capacity (12 = 9 - (10 + 11)) |  |  | 1.4076 | 1.7938 | 1.7944 | 1.6164 | 1.6165 | 1.7852 | 1.5823 | 1.5821 | 1.7839 | 1.7681 | 1.5977 | 1.5966 | 1.5955 | 1.5941 | 1.5926 | 1.7609 | 1.7504 | 1.7501
13 | Demand at reference point in time |  |  | 0.66 | 0.68 | 0.68 | 0.68 | 0.68 | 0.68 | 0.7 | 0.7 | 0.7 | 0.7 | 0.71 | 0.71 | 0.71 | 0.72 | 0.72 | 0.72 | 0.74 | 0.76
13b | Population average daily (24h) temperature (degrees Celsius) |  |  | 12.4 | 21.7 | 18.1 | 17.7 | 19.5 | 21.2 | 22 | 23.4 | 23.8 | 25.3 | 21.5 | 26 | 22 | 21.2 | 21.1 | 18.8 | 17 | 12.4
14a | Load reduction / demand side response available at reference point in time |  |  | 0.045 | 0.045 | 0.045 | 0.045 | 0.045 | 0.045 | 0.045 | 0.045 | 0.045 | 0.045 | 0.045 | 0.045 | 0.045 | 0.045 | 0.045 | 0.045 | 0.045 | 0.045
14b | Strategic reserves available at reference point in time |  |  | 0.038 | 0.038 | 0.038 | 0.038 | 0.038 | 0.038 | 0.038 | 0.038 | 0.038 | 0.038 | 0.038 | 0.038 | 0.038 | 0.038 | 0.038 | 0.038 | 0.038 | 0.038
15 | Net weekly load at reference point in time (15 = 13-14a) |  |  | 0.615 | 0.635 | 0.635 | 0.635 | 0.635 | 0.635 | 0.655 | 0.655 | 0.655 | 0.655 | 0.665 | 0.665 | 0.665 | 0.675 | 0.675 | 0.675 | 0.695 | 0.715
16 | Remaining capacity at reference point in time (16 = 12- 15) |  |  | 0.79256 | 1.1588 | 1.1594 | 0.98136 | 0.98154 | 1.1502 | 0.92734 | 0.92707 | 1.1289 | 1.1131 | 0.93268 | 0.93158 | 0.93054 | 0.91905 | 0.91758 | 1.0859 | 1.0554 | 1.0351
B1 | Weekly peak load (unrestricted reference point in time) |  |  | 0.7 | 0.72 | 0.72 | 0.74 | 0.74 | 0.74 | 0.76 | 0.76 | 0.76 | 0.77 | 0.77 | 0.77 | 0.77 | 0.78 | 0.8 | 0.8 | 0.8 | 0.8
B2 | Daily hour of expected weekly peak load (CET for winter, but CEST for last week; CEST for summer) |  |  | 21 | 21 | 21 | 21 | 21 | 21 | 21 | 21 | 21 | 21 | 21 | 21 | 21 | 20 | 20 | 20 | 20 | 19
.
PART C : DATA FOR SEVERE CONDITIONS
17 | Non-usable capacity at reference point (all power stations including mothballed, authorization & technical & legal constraints, energy source unavailability etc. ) |  |  | 0.39756 | 0.44726 | 0.44693 | 0.42674 | 0.42677 | 0.44674 | 0.44702 | 0.44727 | 0.4477 | 0.46327 | 0.43276 | 0.43328 | 0.43359 | 0.43374 | 0.43386 | 0.46482 | 0.45481 | 0.45481
17a | of which nuclear
17b | of which Lignite
17c | of which Hard Coal |  |  | 0.216 | 0.266 | 0.266 | 0.246 | 0.246 | 0.266 | 0.266 | 0.266 | 0.266 | 0.281 | 0.25 | 0.25 | 0.25 | 0.25 | 0.25 | 0.281 | 0.271 | 0.271
17d | of which Gas |  |  | 0.06 | 0.06 | 0.06 | 0.06 | 0.06 | 0.06 | 0.06 | 0.06 | 0.06 | 0.06 | 0.06 | 0.06 | 0.06 | 0.06 | 0.06 | 0.06 | 0.06 | 0.06
17e | of which Oil
17f | of which Oil Shale
17g | of which Fossil Peat
17h | of which onshore wind |  |  | 0.034392 | 0.034385 | 0.03435 | 0.034397 | 0.034452 | 0.03436 | 0.034399 | 0.034328 | 0.034308 | 0.034347 | 0.034323 | 0.034347 | 0.034324 | 0.034289 | 0.034328 | 0.03427 | 0.034261 | 0.034262
17i | of which offshore wind |  |  | 0 | 0 | 0 | 0 | 0 | 0 | 0 | 0 | 0 | 0 | 0 | 0 | 0 | 0 | 0 | 0 | 0 | 0
17j | of which Solar |  |  | 0.087172 | 0.086875 | 0.086583 | 0.08634 | 0.086316 | 0.086377 | 0.086623 | 0.086945 | 0.087393 | 0.087924 | 0.088438 | 0.088933 | 0.089266 | 0.089451 | 0.089532 | 0.089551 | 0.089552 | 0.089552
17k | of which Biomass
17l | of which other RES (apart from hydro)
17m | Hydro Run of River and Reservoir
17n | Hydro pumping
17o | of which other non-RES (incl. not clearly identifiable energy sources)
18 | Available capacity (18 = 6 - (7 + 17)) |  |  | 1.6702 | 2.0705 | 2.0709 | 1.8861 | 1.886 | 2.0611 | 1.8508 | 1.8505 | 2.0601 | 2.0445 | 1.869 | 1.8685 | 1.8682 | 1.8681 | 1.8679 | 2.043 | 2.033 | 2.033
19 | Outages: average expected value (all power stations) under SEVERE conditions |  |  | 0.054775 | 0.068775 | 0.068775 | 0.0623 | 0.0623 | 0.068425 | 0.061075 | 0.061075 | 0.068425 | 0.0679 | 0.061775 | 0.061775 | 0.061775 | 0.061775 | 0.061775 | 0.0679 | 0.06755 | 0.06755
20 | System services reserve (one hour ahead of real time) under SEVERE conditions |  |  | 0.22 | 0.22 | 0.22 | 0.22 | 0.22 | 0.22 | 0.22 | 0.22 | 0.22 | 0.22 | 0.22 | 0.22 | 0.22 | 0.22 | 0.22 | 0.22 | 0.22 | 0.22
21 | Reliably available capacity under SEVERE conditions (21 = 18 - (19 + 20)) |  |  | 1.3955 | 1.7818 | 1.7821 | 1.6038 | 1.6037 | 1.7726 | 1.5697 | 1.5695 | 1.7717 | 1.7566 | 1.5873 | 1.5867 | 1.5864 | 1.5863 | 1.5862 | 1.7551 | 1.7454 | 1.7454
22 | Demand at reference point in time under SEVERE conditions (one in 20 year) |  |  | 0.68 | 0.7 | 0.7 | 0.7 | 0.7 | 0.7 | 0.72 | 0.72 | 0.72 | 0.72 | 0.74 | 0.74 | 0.74 | 0.75 | 0.75 | 0.75 | 0.77 | 0.8
23a | Load reduction / demand side response available at reference point in time under SEVERE conditions |  |  | 0.045 | 0.045 | 0.045 | 0.045 | 0.045 | 0.045 | 0.045 | 0.045 | 0.045 | 0.045 | 0.045 | 0.045 | 0.045 | 0.045 | 0.045 | 0.045 | 0.045 | 0.045
23b | Strategic reserves available at reference point in time under SEVERE conditions |  |  | 0.038 | 0.038 | 0.038 | 0.038 | 0.038 | 0.038 | 0.038 | 0.038 | 0.038 | 0.038 | 0.038 | 0.038 | 0.038 | 0.038 | 0.038 | 0.038 | 0.038 | 0.038
24 | Net weekly peak load for SEVERE conditions (24 = 22-23a) |  |  | 0.635 | 0.655 | 0.655 | 0.655 | 0.655 | 0.655 | 0.675 | 0.675 | 0.675 | 0.675 | 0.695 | 0.695 | 0.695 | 0.705 | 0.705 | 0.705 | 0.725 | 0.755
25 | Remaining capacity for SEVERE conditions (25 = 21-24) |  |  | 0.76046 | 1.1268 | 1.1271 | 0.94877 | 0.94873 | 1.1176 | 0.89471 | 0.89445 | 1.0967 | 1.0816 | 0.89227 | 0.89175 | 0.89144 | 0.88129 | 0.88117 | 1.0501 | 1.0204 | 0.99044
C1 | Weekly peak load under SEVERE conditions (unrestricted reference point in time) |  |  | 0.71 | 0.73 | 0.73 | 0.76 | 0.76 | 0.76 | 0.8 | 0.8 | 0.8 | 0.82 | 0.82 | 0.82 | 0.82 | 0.82 | 0.83 | 0.83 | 0.83 | 0.83
C2 | Daily hour of expected weekly peak load (CET for winter, but CEST for last week; CEST for summer) |  |  | 21 | 21 | 21 | 21 | 21 | 21 | 21 | 21 | 21 | 21 | 21 | 21 | 21 | 20 | 20 | 20 | 20 | 19
PART D: ADDITIONAL INFORMATION FOR INTERCONNECTORS (at synchronous peak)
31 | Simultaneous importable capacity |  | From | 1.25 | 1.25 | 1.25 | 1.25 | 1.25 | 1.25 | 1.25 | 1.25 | 1.25 | 1.25 | 1.25 | 1.25 | 1.25 | 1.25 | 1.25 | 1.25 | 1.25 | 1.25
32 | Simultaneous exportable capacity |  | To | 1.45 | 1.45 | 1.45 | 1.45 | 1.45 | 1.45 | 1.45 | 1.45 | 1.45 | 1.45 | 1.45 | 1.45 | 1.45 | 1.45 | 1.45 | 1.45 | 1.45 | 1.45
| The off-peak dates are related to Sunday of each week |  |  | 2019-06-02 | 2019-06-09 | 2019-06-16 | 2019-06-23 | 2019-06-30 | 2019-07-07 | 2019-07-14 | 2019-07-21 | 2019-07-28 | 2019-08-04 | 2019-08-11 | 2019-08-18 | 2019-08-25 | 2019-09-01 | 2019-09-08 | 2019-09-15 | 2019-09-22 | 2019-09-29
| WEEK |  |  | 22 | 23 | 24 | 25 | 26 | 27 | 28 | 29 | 30 | 31 | 32 | 33 | 34 | 35 | 36 | 37 | 38 | 39
| Time (CET for winter, but CEST for last week of winter; CEST for summer) |  |  | 5:00 | 5:00 | 5:00 | 5:00 | 5:00 | 5:00 | 5:00 | 5:00 | 5:00 | 5:00 | 5:00 | 5:00 | 5:00 | 5:00 | 5:00 | 5:00 | 5:00 | 5:00
PART E: ADDITIONAL INFORMATION FOR NIGHT MIN DEMAND CONDITIONS
33 | Weekly Minimum Demand (overnight valley minimum) |  |  | 0.6 | 0.56 | 0.54 | 0.54 | 0.52 | 0.52 | 0.54 | 0.54 | 0.54 | 0.54 | 0.54 | 0.54 | 0.54 | 0.54 | 0.56 | 0.56 | 0.56 | 0.58
34 | Must Run Generation (excluding wind/run of river) |  |  | 0.39 | 0.39 | 0.39 | 0.39 | 0.39 | 0.39 | 0.39 | 0.39 | 0.39 | 0.39 | 0.39 | 0.39 | 0.39 | 0.39 | 0.39 | 0.39 | 0.39 | 0.39
35 | Run of river generation (Must Run) |  |  | 0 | 0 | 0 | 0 | 0 | 0 | 0 | 0 | 0 | 0 | 0 | 0 | 0 | 0 | 0 | 0 | 0 | 0
36 | Downward balancing reserves (FCR, FRR) |  |  | 0.06 | 0.056 | 0.054 | 0.054 | 0.052 | 0.052 | 0.054 | 0.054 | 0.054 | 0.054 | 0.054 | 0.054 | 0.054 | 0.054 | 0.056 | 0.056 | 0.056 | 0.058
37 | Pumping Storage Capacity available (Power) |  |  | 0 | 0 | 0 | 0 | 0 | 0 | 0 | 0 | 0 | 0 | 0 | 0 | 0 | 0 | 0 | 0 | 0 | 0
38a | Highest expected onshore wind generation running |  |  | 0.011014 | 0.01094 | 0.010578 | 0.010098 | 0.010745 | 0.010646 | 0.010734 | 0.010739 | 0.010245 | 0.010283 | 0.010406 | 0.010832 | 0.011754 | 0.012419 | 0.013329 | 0.013388 | 0.013928 | 0.014662
38b | Highest expected offshore wind generation running |  |  | 0 | 0 | 0 | 0 | 0 | 0 | 0 | 0 | 0 | 0 | 0 | 0 | 0 | 0 | 0 | 0 | 0 | 0
39 | DOWNWARD REGULATION CAPABILITIES: 39 = (33+37)-(34+35+36+38a+38b)) |  |  | 0.13899 | 0.10306 | 0.085422 | 0.085902 | 0.067255 | 0.067354 | 0.085266 | 0.085261 | 0.085755 | 0.085717 | 0.085594 | 0.085168 | 0.084246 | 0.083581 | 0.10067 | 0.10061 | 0.10007 | 0.11734
PART Ebis: ADDITIONAL INFORMATION FOR INTERCONNECTORS
Transportable capacity at night minimum demand conditions (high wind conditions)
40 | Simultaneous importable capacity |  | From | 1.25 | 1.25 | 1.25 | 1.25 | 1.25 | 1.25 | 1.25 | 1.25 | 1.25 | 1.25 | 1.25 | 1.25 | 1.25 | 1.25 | 1.25 | 1.25 | 1.25 | 1.25
41 | Simultaneous exportable capacity |  | To | 1.45 | 1.45 | 1.45 | 1.45 | 1.45 | 1.45 | 1.45 | 1.45 | 1.45 | 1.45 | 1.45 | 1.45 | 1.45 | 1.45 | 1.45 | 1.45 | 1.45 | 1.45
| Time (CET for winter, but CEST for last week of winter; CEST for summer) |  |  | 11:00 | 11:00 | 11:00 | 11:00 | 11:00 | 11:00 | 11:00 | 11:00 | 11:00 | 11:00 | 11:00 | 11:00 | 11:00 | 11:00 | 11:00 | 11:00 | 11:00 | 11:00
PART F: ADDITIONAL INFORMATION FOR DAYTIME MIN DEMAND CONDITIONS
42 | Weekly Minimum Daytime Demand (Sunday low peak + solar) |  |  | 0.64 | 0.65 | 0.65 | 0.65 | 0.66 | 0.66 | 0.68 | 0.68 | 0.8 | 0.7 | 0.7 | 0.7 | 0.7 | 0.7 | 0.7 | 0.68 | 0.69 | 0.7
43 | Must Run Generation (excluding wind/PV/run of river) |  |  | 0.39 | 0.39 | 0.39 | 0.39 | 0.39 | 0.39 | 0.39 | 0.39 | 0.39 | 0.39 | 0.39 | 0.39 | 0.39 | 0.39 | 0.39 | 0.39 | 0.39 | 0.39
44 | Run of river generation (Must Run) |  |  | 0 | 0 | 0 | 0 | 0 | 0 | 0 | 0 | 0 | 0 | 0 | 0 | 0 | 0 | 0 | 0 | 0 | 0
45 | Downward balancing reserves (FCR, FRR) |  |  | 0.06 | 0.056 | 0.054 | 0.054 | 0.052 | 0.052 | 0.054 | 0.054 | 0.054 | 0.054 | 0.054 | 0.054 | 0.054 | 0.054 | 0.056 | 0.056 | 0.056 | 0.058
46 | Pumping Storage Capacity available (Power) |  |  | 0 | 0 | 0 | 0 | 0 | 0 | 0 | 0 | 0 | 0 | 0 | 0 | 0 | 0 | 0 | 0 | 0 | 0
47a | Highest expected onshore wind generation running |  |  | 0.012056 | 0.012177 | 0.011924 | 0.011873 | 0.012497 | 0.011951 | 0.011731 | 0.011065 | 0.0099475 | 0.0098926 | 0.0098681 | 0.010953 | 0.012618 | 0.01383 | 0.014771 | 0.014943 | 0.015607 | 0.016088
47b | Highest expected offshore wind generation running |  |  | 0 | 0 | 0 | 0 | 0 | 0 | 0 | 0 | 0 | 0 | 0 | 0 | 0 | 0 | 0 | 0 | 0 | 0
48 | Highest expected solar PV running |  |  | 0.040076 | 0.039893 | 0.039728 | 0.039404 | 0.039331 | 0.039196 | 0.038974 | 0.038825 | 0.038588 | 0.038337 | 0.03813 | 0.037774 | 0.037368 | 0.036893 | 0.036307 | 0.035358 | 0.034324 | 0.033415
49 | DOWNWARD REGULATION CAPABILITIES: 49 = (42+46)-(43+44+45+47a+47b+48a+48b) |  |  | 0.13787 | 0.15193 | 0.15435 | 0.15472 | 0.16617 | 0.16685 | 0.1853 | 0.18611 | 0.30746 | 0.20777 | 0.208 | 0.20727 | 0.20601 | 0.20528 | 0.20292 | 0.1837 | 0.19407 | 0.2025
PART Fbis: ADDITIONAL INFORMATION FOR INTERCONNECTORS
Transportable capacity at daytime minimum demand conditions (high wind and high solar conditions)
50 | Simultaneous importable capacity |  | From | 1.25 | 1.25 | 1.25 | 1.25 | 1.25 | 1.25 | 1.25 | 1.25 | 1.25 | 1.25 | 1.25 | 1.25 | 1.25 | 1.25 | 1.25 | 1.25 | 1.25 | 1.25
51 | Simultaneous exportable capacity |  | To | 1.45 | 1.45 | 1.45 | 1.45 | 1.45 | 1.45 | 1.45 | 1.45 | 1.45 | 1.45 | 1.45 | 1.45 | 1.45 | 1.45 | 1.45 | 1.45 | 1.45 | 1.45

## TR
Summer Outlook Report 2019
| Power Data (all entries are assumed to be >0) |  |  | Countrycode: |  | TR | [6 empty] | Heating if temperature below: | 14.3 |  |  |  | Cooling if temperature above: | 19.3
| (Net values in GW, at a synchronous time every week) |  |  | Countryname: |  | Turkey | [6 empty] | Heating saturation temperature: | -1 |  |  |  | Cooling saturation temperature: | not detected
[13 empty] | Temperature sensitivity in heating [MW/ ͦC] | -339.5 |  |  |  | Temperature sensitivity in cooling [MW/ ͦC] | 1142
| The peak dates are related to Wednesday of each week |  |  | 2019-05-29 | 2019-06-05 | 2019-06-12 | 2019-06-19 | 2019-06-26 | 2019-07-03 | 2019-07-10 | 2019-07-17 | 2019-07-24 | 2019-07-31 | 2019-08-07 | 2019-08-14 | 2019-08-21 | 2019-08-28 | 2019-09-04 | 2019-09-11 | 2019-09-18 | 2019-09-25
| WEEK |  |  | 22 | 23 | 24 | 25 | 26 | 27 | 28 | 29 | 30 | 31 | 32 | 33 | 34 | 35 | 36 | 37 | 38 | 39
| Time (CET for winter, but CEST last week; CEST for summer) |  |  | 19:00 | 19:00 | 19:00 | 19:00 | 19:00 | 19:00 | 19:00 | 19:00 | 19:00 | 19:00 | 19:00 | 19:00 | 19:00 | 19:00 | 19:00 | 19:00 | 19:00 | 19:00
Line | PART A : INDIGENOUS NATIONAL GENERATION | Severe conditions Average Forced Outage Rate | Normal conditions Average Forced Outage Rate
Net generating capacity:
1 | Nuclear Power | 0% | 0% | 0 | 0 | 0 | 0 | 0 | 0 | 0 | 0 | 0 | 0 | 0 | 0 | 0 | 0 | 0 | 0 | 0 | 0
2 | Fossil Fuels |  |  | 46.1153 | 46.1153 | 46.1153 | 46.1153 | 46.1153 | 46.1153 | 46.1153 | 46.1153 | 46.1153 | 46.1153 | 46.1153 | 46.1153 | 46.1153 | 46.1153 | 46.1153 | 46.1153 | 46.1153 | 46.1153
2a | of which Lignite | 6% | 6% | 10.4858 | 10.4858 | 10.4858 | 10.4858 | 10.4858 | 10.4858 | 10.4858 | 10.4858 | 10.4858 | 10.4858 | 10.4858 | 10.4858 | 10.4858 | 10.4858 | 10.4858 | 10.4858 | 10.4858 | 10.4858
2b | of which Hard Coal | 6% | 6% | 9.5763 | 9.5763 | 9.5763 | 9.5763 | 9.5763 | 9.5763 | 9.5763 | 9.5763 | 9.5763 | 9.5763 | 9.5763 | 9.5763 | 9.5763 | 9.5763 | 9.5763 | 9.5763 | 9.5763 | 9.5763
2c | of which Gas | 2% | 2% | 25.7099 | 25.7099 | 25.7099 | 25.7099 | 25.7099 | 25.7099 | 25.7099 | 25.7099 | 25.7099 | 25.7099 | 25.7099 | 25.7099 | 25.7099 | 25.7099 | 25.7099 | 25.7099 | 25.7099 | 25.7099
2d | of which Oil | 9% | 9% | 0.33743 | 0.33743 | 0.33743 | 0.33743 | 0.33743 | 0.33743 | 0.33743 | 0.33743 | 0.33743 | 0.33743 | 0.33743 | 0.33743 | 0.33743 | 0.33743 | 0.33743 | 0.33743 | 0.33743 | 0.33743
2e | of which Oil Shale | 0% | 0% | 0.005776 | 0.005776 | 0.005776 | 0.005776 | 0.005776 | 0.005776 | 0.005776 | 0.005776 | 0.005776 | 0.005776 | 0.005776 | 0.005776 | 0.005776 | 0.005776 | 0.005776 | 0.005776 | 0.005776 | 0.005776
2f | of which Fossil Peat | 0% | 0% | 0 | 0 | 0 | 0 | 0 | 0 | 0 | 0 | 0 | 0 | 0 | 0 | 0 | 0 | 0 | 0 | 0 | 0
3 | Renewable Energy Sources (other than hydro) |  |  | 14.5545 | 14.5545 | 14.5545 | 14.5545 | 14.5545 | 14.5545 | 14.5545 | 14.5545 | 14.5545 | 14.5545 | 14.5545 | 14.5545 | 14.5545 | 14.5545 | 14.5545 | 14.5545 | 14.5545 | 14.5545
3a | of which onshore wind | 0% | 0% | 7.0311 | 7.0311 | 7.0311 | 7.0311 | 7.0311 | 7.0311 | 7.0311 | 7.0311 | 7.0311 | 7.0311 | 7.0311 | 7.0311 | 7.0311 | 7.0311 | 7.0311 | 7.0311 | 7.0311 | 7.0311
3b | of which offshore wind | 0% | 0% | 0 | 0 | 0 | 0 | 0 | 0 | 0 | 0 | 0 | 0 | 0 | 0 | 0 | 0 | 0 | 0 | 0 | 0
3c | of which Solar (PV) | 0% | 0% | 5.2388 | 5.2388 | 5.2388 | 5.2388 | 5.2388 | 5.2388 | 5.2388 | 5.2388 | 5.2388 | 5.2388 | 5.2388 | 5.2388 | 5.2388 | 5.2388 | 5.2388 | 5.2388 | 5.2388 | 5.2388
3d | of which Biomass | 0% | 0% | 0.98206 | 0.98206 | 0.98206 | 0.98206 | 0.98206 | 0.98206 | 0.98206 | 0.98206 | 0.98206 | 0.98206 | 0.98206 | 0.98206 | 0.98206 | 0.98206 | 0.98206 | 0.98206 | 0.98206 | 0.98206
3e | of which other RES (e.g. tidal, wave, geothermal, RES waste, CSP) | 0% | 0% | 1.3025 | 1.3025 | 1.3025 | 1.3025 | 1.3025 | 1.3025 | 1.3025 | 1.3025 | 1.3025 | 1.3025 | 1.3025 | 1.3025 | 1.3025 | 1.3025 | 1.3025 | 1.3025 | 1.3025 | 1.3025
4a | Hydro Run of River and Reservoir | 1% | 1% | 28.3771 | 28.3771 | 28.3771 | 28.3771 | 28.3771 | 28.3771 | 28.3771 | 28.3771 | 28.3771 | 28.3771 | 28.3771 | 28.3771 | 28.3771 | 28.3771 | 28.3771 | 28.3771 | 28.3771 | 28.3771
4b | Hydro pumping | 1% | 1% | 0 | 0 | 0 | 0 | 0 | 0 | 0 | 0 | 0 | 0 | 0 | 0 | 0 | 0 | 0 | 0 | 0 | 0
5 | Other non-RES (e.g. CHP non-renewable, waste non-renewable) | 0% | 0% | 0 | 0 | 0 | 0 | 0 | 0 | 0 | 0 | 0 | 0 | 0 | 0 | 0 | 0 | 0 | 0 | 0 | 0
6 | Total Net generating capacity (6 = 1+2+3+4a+4b+5) |  |  | 89.0469 | 89.0469 | 89.0469 | 89.0469 | 89.0469 | 89.0469 | 89.0469 | 89.0469 | 89.0469 | 89.0469 | 89.0469 | 89.0469 | 89.0469 | 89.0469 | 89.0469 | 89.0469 | 89.0469 | 89.0469
7 | Maintenance & Overhauls (planned outages) |  |  | 4.5324 | 4.7741 | 2.4943 | 1.9223 | 1.8803 | 2.0825 | 1.8585 | 1.6693 | 1.7933 | 1.611 | 1.9903 | 2.4463 | 2.0948 | 2.3757 | 5.6379 | 7.4728 | 10.4921 | 9.0789
7a | Nuclear Power |  |  | 0 | 0 | 0 | 0 | 0 | 0 | 0 | 0 | 0 | 0 | 0 | 0 | 0 | 0 | 0 | 0 | 0 | 0
7b | Lignite |  |  | 0.655 | 0 | 0 | 0.21 | 0.21 | 0.21 | 0.21 | 0.16 | 0.16 | 0 | 0 | 0 | 0 | 0 | 0.682 | 0.682 | 2.007 | 2.007
7c | Hard Coal |  |  | 1.27 | 0.6 | 0 | 0 | 0 | 0 | 0 | 0 | 0 | 0 | 0 | 0 | 0 | 0 | 0.18234 | 0.18234 | 0.34734 | 0.34734
7d | Gas |  |  | 1.759 | 3.562 | 1.794 | 1 | 0.97003 | 0.94003 | 0.95849 | 0.94003 | 0.94003 | 0.9303 | 1.2418 | 1.8577 | 1.2418 | 1.2505 | 1.9744 | 3.1674 | 4.1804 | 2.9604
7e | Oil |  |  | 0.0818 | 0.0818 | 0.0818 | 0.0818 | 0.0818 | 0.0818 | 0.0818 | 0.0818 | 0.0818 | 0.0818 | 0.1381 | 0.0818 | 0.0818 | 0.0818 | 0.0818 | 0.0818 | 0.0818 | 0.0818
7f | Oil Shale |  |  | 0 | 0 | 0 | 0 | 0 | 0 | 0 | 0 | 0 | 0 | 0 | 0 | 0 | 0 | 0 | 0 | 0 | 0
7g | Fossil Peat |  |  | 0 | 0 | 0 | 0 | 0 | 0 | 0 | 0 | 0 | 0 | 0 | 0 | 0 | 0 | 0 | 0 | 0 | 0
7h | Onshore Wind |  |  | 0 | 0 | 0 | 0 | 0 | 0 | 0 | 0 | 0 | 0 | 0 | 0 | 0 | 0 | 0 | 0 | 0 | 0
7i | Offshore Wind |  |  | 0 | 0 | 0 | 0 | 0 | 0 | 0 | 0 | 0 | 0 | 0 | 0 | 0 | 0 | 0 | 0 | 0 | 0
7j | Solar (PV) |  |  | 0 | 0 | 0 | 0 | 0 | 0 | 0 | 0 | 0 | 0 | 0 | 0 | 0 | 0 | 0 | 0 | 0 | 0
7k | Biomass |  |  | 0 | 0 | 0 | 0 | 0 | 0 | 0 | 0 | 0 | 0 | 0 | 0 | 0 | 0 | 0 | 0 | 0 | 0
7l | other RES (apart from hydro, including tidal, wave, geothermal, waste renewable, CSP,…) |  |  | 0 | 0 | 0 | 0 | 0 | 0 | 0 | 0 | 0 | 0 | 0 | 0 | 0 | 0 | 0 | 0 | 0 | 0
7m | Hydro Run of River and Reservoir |  |  | 0.7666 | 0.53027 | 0.6185 | 0.6305 | 0.6185 | 0.85067 | 0.60822 | 0.4875 | 0.61142 | 0.59892 | 0.6104 | 0.50674 | 0.77124 | 1.0433 | 2.7174 | 3.3593 | 3.8755 | 3.6823
7n | Hydro pumping |  |  | 0 | 0 | 0 | 0 | 0 | 0 | 0 | 0 | 0 | 0 | 0 | 0 | 0 | 0 | 0 | 0 | 0 | 0
7o | Other non-RES (incl. not clearly identifiable energy sources) |  |  | 0 | 0 | 0 | 0 | 0 | 0 | 0 | 0 | 0 | 0 | 0 | 0 | 0 | 0 | 0 | 0 | 0 | 0
PART B : DATA FOR NORMAL CONDITIONS
8 | Non-usable capacity at reference point (all power stations including mothballed, authorization & technical & legal constraints, energy source unavailability etc. ) |  |  | 19.4433 | 17.9917 | 16.4645 | 16.1907 | 15.3965 | 14.5785 | 16.0471 | 14.5307 | 14.3672 | 15.2298 | 14.0187 | 14.3094 | 16.3688 | 18.2957 | 18.1622 | 19.2032 | 19.0797 | 17.9966
8a | of which nuclear |  |  | 0 | 0 | 0 | 0 | 0 | 0 | 0 | 0 | 0 | 0 | 0 | 0 | 0 | 0 | 0 | 0 | 0 | 0
8b | of which Lignite |  |  | 0 | 0 | 0 | 0 | 0 | 0 | 0 | 0 | 0 | 0 | 0 | 0 | 0 | 0 | 0 | 0 | 0 | 0
8c | of which Hard Coal |  |  | 0 | 0 | 0 | 0 | 0 | 0 | 0 | 0 | 0 | 0 | 0 | 0 | 0 | 0 | 0 | 0 | 0 | 0
8d | of which Gas |  |  | 0 | 0 | 0 | 0 | 0 | 0 | 0 | 0 | 0 | 0 | 0 | 0 | 0 | 0 | 0 | 0 | 0 | 0
8e | of which Oil |  |  | 0 | 0 | 0 | 0 | 0 | 0 | 0 | 0 | 0 | 0 | 0 | 0 | 0 | 0 | 0 | 0 | 0 | 0
8f | of which Oil Shale
8g | of which Fossil Peat
8h | of which onshore wind |  |  | 5.3632 | 5.1601 | 5.0486 | 4.8193 | 4.532 | 4.3217 | 3.8719 | 3.7012 | 3.5407 | 3.4575 | 3.4729 | 3.4228 | 3.5988 | 3.8163 | 4.23 | 4.5549 | 4.6479 | 4.8595
8i | of which offshore wind |  |  | 0 | 0 | 0 | 0 | 0 | 0 | 0 | 0 | 0 | 0 | 0 | 0 | 0 | 0 | 0 | 0 | 0 | 0
8j | of which Solar |  |  | 5.1238 | 5.1066 | 5.0939 | 5.0855 | 5.0834 | 5.0841 | 5.0895 | 5.1023 | 5.1186 | 5.1415 | 5.1643 | 5.188 | 5.2072 | 5.2225 | 5.2324 | 5.2372 | 5.2387 | 5.2388
8k | of which Biomass |  |  | 0 | 0 | 0 | 0 | 0 | 0 | 0 | 0 | 0 | 0 | 0 | 0 | 0 | 0 | 0 | 0 | 0 | 0
8l | of which other RES (apart from hydro) |  |  | 0 | 0 | 0 | 0 | 0 | 0 | 0 | 0 | 0 | 0 | 0 | 0 | 0 | 0 | 0 | 0 | 0 | 0
8m | Hydro Run of River and Reservoir |  |  | 8.9562 | 7.725 | 6.322 | 6.286 | 5.7812 | 5.1726 | 7.0857 | 5.7272 | 5.7079 | 6.6308 | 5.3815 | 5.6987 | 7.5628 | 9.2569 | 8.6998 | 9.4111 | 9.1931 | 7.8983
8n | Hydro pumping
8o | of which other non-RES (incl. not clearly identifiable energy sources)
9 | Available capacity (9 = 6 - (7 + 8)) |  |  | 65.0713 | 66.2811 | 70.0881 | 70.9338 | 71.77 | 72.3859 | 71.1413 | 72.8469 | 72.8865 | 72.2061 | 73.0379 | 72.2913 | 70.5832 | 68.3756 | 65.2468 | 62.3708 | 59.4751 | 61.9714
10 | Outages: average expected value (all power stations) |  |  | 1.7768 | 1.8349 | 1.9194 | 1.9229 | 1.9287 | 1.9331 | 1.916 | 1.9342 | 1.9331 | 1.9338 | 1.9349 | 1.9255 | 1.9165 | 1.8967 | 1.8192 | 1.7818 | 1.6692 | 1.7084
11 | System services reserve (one hour ahead of real time) |  |  | 0.8 | 0.8 | 0.8 | 0.8 | 0.8 | 0.8 | 0.8 | 0.8 | 0.8 | 0.8 | 0.8 | 0.8 | 0.8 | 0.8 | 0.8 | 0.8 | 0.8 | 0.8
12 | Reliably available capacity (12 = 9 - (10 + 11)) |  |  | 62.4945 | 63.6462 | 67.3686 | 68.2109 | 69.0413 | 69.6528 | 68.4253 | 70.1128 | 70.1534 | 69.4723 | 70.303 | 69.5658 | 67.8667 | 65.6789 | 62.6276 | 59.789 | 57.006 | 59.4629
13 | Demand at reference point in time |  |  | 33.2619 | 33.7499 | 34.3441 | 35.0061 | 35.6891 | 36.3414 | 36.9111 | 37.3507 | 37.6215 | 37.698 | 37.5704 | 37.2466 | 36.7515 | 36.1256 | 35.421 | 34.6972 | 34.0148 | 33.4301
13b | Population average daily (24h) temperature (degrees Celsius) |  |  | 19.5703 | 20.6193 | 21.5865 | 22.4574 | 23.2183 | 23.8569 | 24.3625 | 24.726 | 24.94 | 24.9992 | 24.9002 | 24.6418 | 24.2251 | 23.6535 | 22.9328 | 22.0712 | 21.0796 | 19.9713
14a | Load reduction / demand side response available at reference point in time |  |  | 0 | 0 | 0 | 0 | 0 | 0 | 0 | 0 | 0 | 0 | 0 | 0 | 0 | 0 | 0 | 0 | 0 | 0
14b | Strategic reserves available at reference point in time |  |  | 0.8 | 0.8 | 0.8 | 0.8 | 0.8 | 0.8 | 0.8 | 0.8 | 0.8 | 0.8 | 0.8 | 0.8 | 0.8 | 0.8 | 0.8 | 0.8 | 0.8 | 0.8
15 | Net weekly load at reference point in time (15 = 13-14a) |  |  | 33.2619 | 33.7499 | 34.3441 | 35.0061 | 35.6891 | 36.3414 | 36.9111 | 37.3507 | 37.6215 | 37.698 | 37.5704 | 37.2466 | 36.7515 | 36.1256 | 35.421 | 34.6972 | 34.0148 | 33.4301
16 | Remaining capacity at reference point in time (16 = 12- 15) |  |  | 29.2325 | 29.8963 | 33.0245 | 33.2048 | 33.3523 | 33.3114 | 31.5141 | 32.7621 | 32.5319 | 31.7743 | 32.7326 | 32.3191 | 31.1151 | 29.5533 | 27.2066 | 25.0919 | 22.9912 | 26.0329
B1 | Weekly peak load (unrestricted reference point in time) |  |  | 35.0125 | 35.5262 | 36.1517 | 36.8485 | 37.5675 | 38.2541 | 38.8538 | 39.3165 | 39.6016 | 39.6821 | 39.5478 | 39.207 | 38.6858 | 38.0269 | 37.2853 | 36.5233 | 35.805 | 35.1896
B2 | Daily hour of expected weekly peak load (CET for winter, but CEST for last week; CEST for summer) |  |  | 15:00 | 16:00 | 14:00 | 14:00 | 14:00 | 14:00 | 14:00 | 14:00 | 14:00 | 16:00 | 16:00 | 16:00 | 20:00 | 16:00 | 15:00 | 19:00 | 19:00 | 19:00
.
PART C : DATA FOR SEVERE CONDITIONS
17 | Non-usable capacity at reference point (all power stations including mothballed, authorization & technical & legal constraints, energy source unavailability etc. ) |  |  | 20.652 | 19.3309 | 17.8272 | 17.7298 | 17.1392 | 16.4325 | 18.2752 | 16.8238 | 16.806 | 17.7844 | 16.5635 | 16.9443 | 18.9086 | 20.7282 | 20.289 | 21.1112 | 20.9722 | 19.7373
17a | of which nuclear |  |  | 0 | 0 | 0 | 0 | 0 | 0 | 0 | 0 | 0 | 0 | 0 | 0 | 0 | 0 | 0 | 0 | 0 | 0
17b | of which Lignite |  |  | 0 | 0 | 0 | 0 | 0 | 0 | 0 | 0 | 0 | 0 | 0 | 0 | 0 | 0 | 0 | 0 | 0 | 0
17c | of which Hard Coal |  |  | 0 | 0 | 0 | 0 | 0 | 0 | 0 | 0 | 0 | 0 | 0 | 0 | 0 | 0 | 0 | 0 | 0 | 0
17d | of which Gas |  |  | 0 | 0 | 0 | 0 | 0 | 0 | 0 | 0 | 0 | 0 | 0 | 0 | 0 | 0 | 0 | 0 | 0 | 0
17e | of which Oil |  |  | 0 | 0 | 0 | 0 | 0 | 0 | 0 | 0 | 0 | 0 | 0 | 0 | 0 | 0 | 0 | 0 | 0 | 0
17f | of which Oil Shale
17g | of which Fossil Peat
17h | of which onshore wind |  |  | 6.4098 | 6.3551 | 6.292 | 6.2463 | 6.1781 | 6.0841 | 5.9709 | 5.8755 | 5.854 | 5.8735 | 5.8988 | 5.942 | 6.005 | 6.1003 | 6.2245 | 6.3249 | 6.4071 | 6.4857
17i | of which offshore wind |  |  | 0 | 0 | 0 | 0 | 0 | 0 | 0 | 0 | 0 | 0 | 0 | 0 | 0 | 0 | 0 | 0 | 0 | 0
17j | of which Solar |  |  | 5.1562 | 5.1388 | 5.1216 | 5.1064 | 5.096 | 5.1008 | 5.116 | 5.1382 | 5.1615 | 5.184 | 5.2052 | 5.221 | 5.2313 | 5.2368 | 5.2386 | 5.2388 | 5.2388 | 5.2388
17k | of which Biomass |  |  | 0 | 0 | 0 | 0 | 0 | 0 | 0 | 0 | 0 | 0 | 0 | 0 | 0 | 0 | 0 | 0 | 0 | 0
17l | of which other RES (apart from hydro) |  |  | 0 | 0 | 0 | 0 | 0 | 0 | 0 | 0 | 0 | 0 | 0 | 0 | 0 | 0 | 0 | 0 | 0 | 0
17m | Hydro Run of River and Reservoir |  |  | 9.086 | 7.8369 | 6.4136 | 6.3771 | 5.865 | 5.2476 | 7.1883 | 5.8102 | 5.7906 | 6.7269 | 5.4595 | 5.7812 | 7.6724 | 9.3911 | 8.8259 | 9.5475 | 9.3263 | 8.0128
17n | Hydro pumping
17o | of which other non-RES (incl. not clearly identifiable energy sources)
18 | Available capacity (18 = 6 - (7 + 17)) |  |  | 63.8625 | 64.9419 | 68.7254 | 69.3948 | 70.0274 | 70.5319 | 68.9132 | 70.5538 | 70.4476 | 69.6515 | 70.4931 | 69.6564 | 68.0434 | 65.9431 | 63.12 | 60.4628 | 57.5827 | 60.2307
19 | Outages: average expected value (all power stations) under SEVERE conditions |  |  | 1.7755 | 1.8338 | 1.9185 | 1.922 | 1.9279 | 1.9323 | 1.915 | 1.9333 | 1.9323 | 1.9328 | 1.9341 | 1.9247 | 1.9154 | 1.8954 | 1.8179 | 1.7804 | 1.6678 | 1.7073
20 | System services reserve (one hour ahead of real time) under SEVERE conditions |  |  | 0.8 | 0.8 | 0.8 | 0.8 | 0.8 | 0.8 | 0.8 | 0.8 | 0.8 | 0.8 | 0.8 | 0.8 | 0.8 | 0.8 | 0.8 | 0.8 | 0.8 | 0.8
21 | Reliably available capacity under SEVERE conditions (21 = 18 - (19 + 20)) |  |  | 61.287 | 62.3081 | 66.0069 | 66.6728 | 67.2995 | 67.7995 | 66.1982 | 67.8204 | 67.7153 | 66.9187 | 67.759 | 66.9317 | 65.328 | 63.2477 | 60.502 | 57.8824 | 55.1149 | 57.7234
22 | Demand at reference point in time under SEVERE conditions (one in 20 year) |  |  | 39.01 | 40.6458 | 42.3013 | 43.9213 | 45.4434 | 46.8016 | 47.9313 | 48.774 | 49.2824 | 49.4246 | 49.1871 | 48.5765 | 47.6194 | 46.3608 | 44.8602 | 43.1872 | 41.4154 | 39.6166
23a | Load reduction / demand side response available at reference point in time under SEVERE conditions |  |  | 0 | 0 | 0 | 0 | 0 | 0 | 0 | 0 | 0 | 0 | 0 | 0 | 0 | 0 | 0 | 0 | 0 | 0
23b | Strategic reserves available at reference point in time under SEVERE conditions |  |  | 0.8 | 0.8 | 0.8 | 0.8 | 0.8 | 0.8 | 0.8 | 0.8 | 0.8 | 0.8 | 0.8 | 0.8 | 0.8 | 0.8 | 0.8 | 0.8 | 0.8 | 0.8
24 | Net weekly peak load for SEVERE conditions (24 = 22-23a) |  |  | 39.01 | 40.6458 | 42.3013 | 43.9213 | 45.4434 | 46.8016 | 47.9313 | 48.774 | 49.2824 | 49.4246 | 49.1871 | 48.5765 | 47.6194 | 46.3608 | 44.8602 | 43.1872 | 41.4154 | 39.6166
25 | Remaining capacity for SEVERE conditions (25 = 21-24) |  |  | 22.2771 | 21.6623 | 23.7056 | 22.7515 | 21.8561 | 20.9979 | 18.2669 | 19.0464 | 18.4329 | 17.494 | 18.5719 | 18.3552 | 17.7086 | 16.8869 | 15.6419 | 14.6953 | 13.6995 | 18.1068
C1 | Weekly peak load under SEVERE conditions (unrestricted reference point in time) |  |  | 41.0631 | 42.785 | 44.5277 | 46.233 | 47.8352 | 49.2649 | 50.454 | 51.341 | 51.8762 | 52.0259 | 51.7759 | 51.1332 | 50.1257 | 48.8008 | 47.2213 | 45.4602 | 43.5951 | 41.7017
C2 | Daily hour of expected weekly peak load (CET for winter, but CEST for last week; CEST for summer) |  |  | 15:00 | 16:00 | 14:00 | 14:00 | 14:00 | 14:00 | 14:00 | 14:00 | 14:00 | 16:00 | 16:00 | 16:00 | 20:00 | 16:00 | 15:00 | 19:00 | 19:00 | 19:00
PART D: ADDITIONAL INFORMATION FOR INTERCONNECTORS (at synchronous peak)
31 | Simultaneous importable capacity |  | From | 0.65 | 0.648 | 0.65 | 0.65 | 0.65 | 0.65 | 0.65 | 0.648 | 0.648 | 0.648 | 0.648 | 0.648 | 0.648 | 0.648 | 0.432 | 0.648 | 0.432 | 0.432
32 | Simultaneous exportable capacity |  | To | 0.5 | 0.5 | 0.5 | 0.5 | 0.5 | 0.5 | 0.5 | 0.5 | 0.5 | 0.5 | 0.5 | 0.5 | 0.5 | 0.5 | 0.334 | 0.5 | 0.332 | 0.332
| The off-peak dates are related to Sunday of each week |  |  | 2019-06-02 | 2019-06-09 | 2019-06-16 | 2019-06-23 | 2019-06-30 | 2019-07-07 | 2019-07-14 | 2019-07-21 | 2019-07-28 | 2019-08-04 | 2019-08-11 | 2019-08-18 | 2019-08-25 | 2019-09-01 | 2019-09-08 | 2019-09-15 | 2019-09-22 | 2019-09-29
| WEEK |  |  | 22 | 23 | 24 | 25 | 26 | 27 | 28 | 29 | 30 | 31 | 32 | 33 | 34 | 35 | 36 | 37 | 38 | 39
| Time (CET for winter, but CEST for last week of winter; CEST for summer) |  |  | 5:00 | 5:00 | 5:00 | 5:00 | 5:00 | 5:00 | 5:00 | 5:00 | 5:00 | 5:00 | 5:00 | 5:00 | 5:00 | 5:00 | 5:00 | 5:00 | 5:00 | 5:00
PART E: ADDITIONAL INFORMATION FOR NIGHT MIN DEMAND CONDITIONS
33 | Weekly Minimum Demand (overnight valley minimum) |  |  | 25.2177 | 27.3146 | 20.2199 | 26.8662 | 28.2959 | 30.272 | 30.8644 | 31.2088 | 31.0772 | 31.8509 | 31.3785 | 30.0348 | 27.6978 | 30.7244 | 29.1722 | 27.7586 | 27.2145 | 25.604
34 | Must Run Generation (excluding wind/run of river) |  |  | 7.293 | 7.293 | 7.293 | 7.293 | 7.293 | 7.293 | 7.293 | 7.293 | 7.293 | 7.293 | 7.293 | 7.293 | 7.293 | 7.293 | 7.293 | 7.293 | 7.293 | 7.293
35 | Run of river generation (Must Run) |  |  | 11.6528 | 9.014 | 8.4537 | 12.0584 | 9.4652 | 10.4524 | 10.4438 | 9.1102 | 9.6613 | 9.7162 | 10.737 | 9.8302 | 7.2172 | 8.6665 | 8.6497 | 7.9333 | 7.2349 | 8.4609
36 | Downward balancing reserves (FCR, FRR) |  |  | 0.8 | 0.8 | 0.8 | 0.8 | 0.8 | 0.8 | 0.8 | 0.8 | 0.8 | 0.8 | 0.8 | 0.8 | 0.8 | 0.8 | 0.8 | 0.8 | 0.8 | 0.8
37 | Pumping Storage Capacity available (Power) |  |  | 0 | 0 | 0 | 0 | 0 | 0 | 0 | 0 | 0 | 0 | 0 | 0 | 0 | 0 | 0 | 0 | 0 | 0
38a | Highest expected onshore wind generation running |  |  | 3.4337 | 3.5619 | 3.6048 | 3.7312 | 3.8564 | 4.1352 | 4.2022 | 4.2594 | 4.3065 | 4.317 | 4.2882 | 4.2524 | 4.2459 | 4.1565 | 4.1761 | 4.1375 | 4.1588 | 4.3024
38b | Highest expected offshore wind generation running |  |  | 0 | 0 | 0 | 0 | 0 | 0 | 0 | 0 | 0 | 0 | 0 | 0 | 0 | 0 | 0 | 0 | 0 | 0
39 | DOWNWARD REGULATION CAPABILITIES: 39 = (33+37)-(34+35+36+38a+38b)) |  |  | 2.0381 | 6.6457 | 0.068354 | 2.9836 | 6.8813 | 7.5913 | 8.1254 | 9.7461 | 9.0164 | 9.7247 | 8.2603 | 7.8592 | 8.1416 | 9.8084 | 8.2534 | 7.5948 | 7.7277 | 4.7477
PART Ebis: ADDITIONAL INFORMATION FOR INTERCONNECTORS
Transportable capacity at night minimum demand conditions (high wind conditions)
40 | Simultaneous importable capacity |  | From | 0.65 | 0.648 | 0.65 | 0.65 | 0.65 | 0.65 | 0.65 | 0.648 | 0.648 | 0.648 | 0.648 | 0.648 | 0.648 | 0.648 | 0.432 | 0.648 | 0.432 | 0.432
41 | Simultaneous exportable capacity |  | To | 0.5 | 0.5 | 0.5 | 0.5 | 0.5 | 0.5 | 0.5 | 0.5 | 0.5 | 0.5 | 0.5 | 0.5 | 0.5 | 0.5 | 0.334 | 0.5 | 0.332 | 0.332
| Time (CET for winter, but CEST for last week of winter; CEST for summer) |  |  | 11:00 | 11:00 | 11:00 | 11:00 | 11:00 | 11:00 | 11:00 | 11:00 | 11:00 | 11:00 | 11:00 | 11:00 | 11:00 | 11:00 | 11:00 | 11:00 | 11:00 | 11:00
PART F: ADDITIONAL INFORMATION FOR DAYTIME MIN DEMAND CONDITIONS
42 | Weekly Minimum Daytime Demand (Sunday low peak + solar) |  |  | 26.4377 | 30.2751 | 24.2719 | 28.6688 | 32.3067 | 33.8424 | 34.4907 | 35.3637 | 34.4685 | 34.921 | 33.8402 | 33.7829 | 31.6752 | 33.7347 | 30.7627 | 29.5271 | 28.7883 | 27.8354
43 | Must Run Generation (excluding wind/PV/run of river) |  |  | 7.293 | 7.293 | 7.293 | 7.293 | 7.293 | 7.293 | 7.293 | 7.293 | 7.293 | 7.293 | 7.293 | 7.293 | 7.293 | 7.293 | 7.293 | 7.293 | 7.293 | 7.293
44 | Run of river generation (Must Run) |  |  | 10.0705 | 10.8576 | 8.1099 | 11.9354 | 9.6583 | 10.5502 | 10.651 | 9.9935 | 10.1597 | 10.4365 | 10.6746 | 10.5924 | 7.9522 | 8.808 | 9.3113 | 8.5312 | 8.0573 | 8.3741
45 | Downward balancing reserves (FCR, FRR) |  |  | 0.8 | 0.8 | 0.8 | 0.8 | 0.8 | 0.8 | 0.8 | 0.8 | 0.8 | 0.8 | 0.8 | 0.8 | 0.8 | 0.8 | 0.8 | 0.8 | 0.8 | 0.8
46 | Pumping Storage Capacity available (Power) |  |  | 0 | 0 | 0 | 0 | 0 | 0 | 0 | 0 | 0 | 0 | 0 | 0 | 0 | 0 | 0 | 0 | 0 | 0
47a | Highest expected onshore wind generation running |  |  | 3.8321 | 3.9927 | 4.0517 | 4.1848 | 4.3371 | 4.4911 | 4.554 | 4.6174 | 4.6111 | 4.5804 | 4.5501 | 4.4681 | 4.4254 | 4.3392 | 4.2656 | 4.2298 | 4.2293 | 4.3419
47b | Highest expected offshore wind generation running |  |  | 0 | 0 | 0 | 0 | 0 | 0 | 0 | 0 | 0 | 0 | 0 | 0 | 0 | 0 | 0 | 0 | 0 | 0
48 | Highest expected solar PV running |  |  | 3.9649 | 3.9618 | 3.9598 | 3.9544 | 3.9464 | 3.9431 | 3.939 | 3.9398 | 3.9428 | 3.9533 | 3.9643 | 3.9641 | 3.96 | 3.9393 | 3.92 | 3.8961 | 3.8668 | 3.833
49 | DOWNWARD REGULATION CAPABILITIES: 49 = (42+46)-(43+44+45+47a+47b+48a+48b) |  |  | 0.47717 | 3.3701 | 0.057514 | 0.50115 | 6.272 | 6.7651 | 7.2536 | 8.72 | 7.662 | 7.8578 | 6.5582 | 6.6652 | 7.2445 | 8.5552 | 5.1729 | 4.777 | 4.5419 | 3.1933
PART Fbis: ADDITIONAL INFORMATION FOR INTERCONNECTORS
Transportable capacity at daytime minimum demand conditions (high wind and high solar conditions)
50 | Simultaneous importable capacity |  | From | 0.65 | 0.648 | 0.65 | 0.65 | 0.65 | 0.65 | 0.65 | 0.648 | 0.648 | 0.648 | 0.648 | 0.648 | 0.648 | 0.648 | 0.432 | 0.648 | 0.432 | 0.432
51 | Simultaneous exportable capacity |  | To | 0.5 | 0.5 | 0.5 | 0.5 | 0.5 | 0.5 | 0.5 | 0.5 | 0.5 | 0.5 | 0.5 | 0.5 | 0.5 | 0.5 | 0.334 | 0.5 | 0.332 | 0.332

## SK
Summer Outlook Report 2019
| Power Data (all entries are assumed to be >0) |  |  | Countrycode: |  | SK | [6 empty] | Heating if temperature below: | 19.4887 |  |  |  | Cooling if temperature above: | 24.4887
| (Net values in GW, at a synchronous time every week) |  |  | Countryname: |  | Slovakia | [6 empty] | Heating saturation temperature: | -2 |  |  |  | Cooling saturation temperature: | not detected
[13 empty] | Temperature sensitivity in heating [MW/ ͦC] | -33.5 |  |  |  | Temperature sensitivity in cooling [MW/ ͦC] | 43.5955
| The peak dates are related to Wednesday of each week |  |  | 2019-05-29 | 2019-06-05 | 2019-06-12 | 2019-06-19 | 2019-06-26 | 2019-07-03 | 2019-07-10 | 2019-07-17 | 2019-07-24 | 2019-07-31 | 2019-08-07 | 2019-08-14 | 2019-08-21 | 2019-08-28 | 2019-09-04 | 2019-09-11 | 2019-09-18 | 2019-09-25
| WEEK |  |  | 22 | 23 | 24 | 25 | 26 | 27 | 28 | 29 | 30 | 31 | 32 | 33 | 34 | 35 | 36 | 37 | 38 | 39
| Time (CET for winter, but CEST last week; CEST for summer) |  |  | 19:00 | 19:00 | 19:00 | 19:00 | 19:00 | 19:00 | 19:00 | 19:00 | 19:00 | 19:00 | 19:00 | 19:00 | 19:00 | 19:00 | 19:00 | 19:00 | 19:00 | 19:00
Line | PART A : INDIGENOUS NATIONAL GENERATION | Severe conditions Average Forced Outage Rate | Normal conditions Average Forced Outage Rate
Net generating capacity:
1 | Nuclear Power | 5% | 5% | 1.94 | 1.94 | 1.94 | 1.94 | 1.94 | 1.94 | 1.94 | 1.94 | 1.94 | 1.94 | 1.94 | 1.94 | 1.94 | 1.94 | 1.94 | 1.94 | 1.94 | 1.94
2 | Fossil Fuels |  |  | 1.917 | 1.917 | 1.917 | 1.917 | 1.917 | 1.917 | 1.917 | 1.917 | 1.917 | 1.917 | 1.917 | 1.917 | 1.917 | 1.917 | 1.917 | 1.917 | 1.917 | 1.917
2a | of which Lignite | 9% | 9% | 0.333 | 0.333 | 0.333 | 0.333 | 0.333 | 0.333 | 0.333 | 0.333 | 0.333 | 0.333 | 0.333 | 0.333 | 0.333 | 0.333 | 0.333 | 0.333 | 0.333 | 0.333
2b | of which Hard Coal | 9% | 9% | 0.221 | 0.221 | 0.221 | 0.221 | 0.221 | 0.221 | 0.221 | 0.221 | 0.221 | 0.221 | 0.221 | 0.221 | 0.221 | 0.221 | 0.221 | 0.221 | 0.221 | 0.221
2c | of which Gas | 7% | 7% | 1.106 | 1.106 | 1.106 | 1.106 | 1.106 | 1.106 | 1.106 | 1.106 | 1.106 | 1.106 | 1.106 | 1.106 | 1.106 | 1.106 | 1.106 | 1.106 | 1.106 | 1.106
2d | of which Oil | 9% | 9% | 0.257 | 0.257 | 0.257 | 0.257 | 0.257 | 0.257 | 0.257 | 0.257 | 0.257 | 0.257 | 0.257 | 0.257 | 0.257 | 0.257 | 0.257 | 0.257 | 0.257 | 0.257
2e | of which Oil Shale | 8.75% | 8.75% | 0 | 0 | 0 | 0 | 0 | 0 | 0 | 0 | 0 | 0 | 0 | 0 | 0 | 0 | 0 | 0 | 0 | 0
2f | of which Fossil Peat | 8.75% | 8.75% | 0 | 0 | 0 | 0 | 0 | 0 | 0 | 0 | 0 | 0 | 0 | 0 | 0 | 0 | 0 | 0 | 0 | 0
3 | Renewable Energy Sources (other than hydro) |  |  | 0.87814 | 0.87814 | 0.87814 | 0.87814 | 0.87814 | 0.87814 | 0.87814 | 0.87814 | 0.87814 | 0.87814 | 0.87814 | 0.87814 | 0.87814 | 0.87814 | 0.87814 | 0.87814 | 0.87814 | 0.87814
3a | of which onshore wind | 0% | 0% | 0.00314 | 0.00314 | 0.00314 | 0.00314 | 0.00314 | 0.00314 | 0.00314 | 0.00314 | 0.00314 | 0.00314 | 0.00314 | 0.00314 | 0.00314 | 0.00314 | 0.00314 | 0.00314 | 0.00314 | 0.00314
3b | of which offshore wind | 0% | 0% | 0 | 0 | 0 | 0 | 0 | 0 | 0 | 0 | 0 | 0 | 0 | 0 | 0 | 0 | 0 | 0 | 0 | 0
3c | of which Solar (PV) | 0% | 0% | 0.53 | 0.53 | 0.53 | 0.53 | 0.53 | 0.53 | 0.53 | 0.53 | 0.53 | 0.53 | 0.53 | 0.53 | 0.53 | 0.53 | 0.53 | 0.53 | 0.53 | 0.53
3d | of which Biomass | 0% | 0% | 0.225 | 0.225 | 0.225 | 0.225 | 0.225 | 0.225 | 0.225 | 0.225 | 0.225 | 0.225 | 0.225 | 0.225 | 0.225 | 0.225 | 0.225 | 0.225 | 0.225 | 0.225
3e | of which other RES (e.g. tidal, wave, geothermal, RES waste, CSP) | 0% | 0% | 0.12 | 0.12 | 0.12 | 0.12 | 0.12 | 0.12 | 0.12 | 0.12 | 0.12 | 0.12 | 0.12 | 0.12 | 0.12 | 0.12 | 0.12 | 0.12 | 0.12 | 0.12
4a | Hydro Run of River and Reservoir | 0% | 0% | 1.6226 | 1.6226 | 1.6226 | 1.6226 | 1.6226 | 1.6226 | 1.6226 | 1.6226 | 1.6226 | 1.6226 | 1.6226 | 1.6226 | 1.6226 | 1.6226 | 1.6226 | 1.6226 | 1.6226 | 1.6226
4b | Hydro pumping | 0% | 0% | 0.9164 | 0.9164 | 0.9164 | 0.9164 | 0.9164 | 0.9164 | 0.9164 | 0.9164 | 0.9164 | 0.9164 | 0.9164 | 0.9164 | 0.9164 | 0.9164 | 0.9164 | 0.9164 | 0.9164 | 0.9164
5 | Other non-RES (e.g. CHP non-renewable, waste non-renewable) | 0% | 0% | 0.45 | 0.45 | 0.45 | 0.45 | 0.45 | 0.45 | 0.45 | 0.45 | 0.45 | 0.45 | 0.45 | 0.45 | 0.45 | 0.45 | 0.45 | 0.45 | 0.45 | 0.45
6 | Total Net generating capacity (6 = 1+2+3+4a+4b+5) |  |  | 7.7241 | 7.7241 | 7.7241 | 7.7241 | 7.7241 | 7.7241 | 7.7241 | 7.7241 | 7.7241 | 7.7241 | 7.7241 | 7.7241 | 7.7241 | 7.7241 | 7.7241 | 7.7241 | 7.7241 | 7.7241
7 | Maintenance & Overhauls (planned outages) |  |  | 0.7 | 0.602 | 0.102 | 0.602 | 0.602 | 0.602 | 0.602 | 0.302 | 0.302 | 0.29 | 0.453 | 0.363 | 0.363 | 0.554 | 0.559 | 0.894 | 1.364 | 0.914
7a | Nuclear Power |  |  | 2019-05-29: 0.5; 2019-06-05: 0.5; 2019-06-19: 0.5; 2019-06-26: 0.5; 2019-07-03: 0.5; 2019-07-10: 0.5; 2019-09-18: 0.47; 2019-09-25: 0.47
7b | Lignite | [9 empty] | 0.11 | 0.11 | 0.11 | 0.22 | 0.22 | 0.22 | 0.22 | 0.22 | 0.11 | 0.11 | 0.11
7c | Hard Coal |  |  | 2019-05-29: 0.11
7d | Gas |  |  | 2019-08-07: 0.053; 2019-08-14: 0.053; 2019-08-21: 0.053
7e | Oil
7f | Oil Shale
7g | Fossil Peat
7h | Onshore Wind
7i | Offshore Wind
7j | Solar (PV)
7k | Biomass
7l | other RES (apart from hydro, including tidal, wave, geothermal, waste renewable, CSP,…)
7m | Hydro Run of River and Reservoir
7n | Hydro pumping |  |  |  | 0.012 | 0.012 | 0.012 | 0.012 | 0.012 | 0.012 | 0.012 | 0.012 |  |  |  |  | 0.244 | 0.244 | 0.244 | 0.244 | 0.244
7o | Other non-RES (incl. not clearly identifiable energy sources) |  |  | 0.09 | 0.09 | 0.09 | 0.09 | 0.09 | 0.09 | 0.09 | 0.18 | 0.18 | 0.18 | 0.18 | 0.09 | 0.09 | 0.09 | 0.095 | 0.54 | 0.54 | 0.09
PART B : DATA FOR NORMAL CONDITIONS
8 | Non-usable capacity at reference point (all power stations including mothballed, authorization & technical & legal constraints, energy source unavailability etc. ) |  |  | 1.5209 | 1.445 | 1.4423 | 1.4401 | 1.4391 | 1.4381 | 1.4373 | 1.4396 | 1.4427 | 1.4484 | 1.4541 | 1.4604 | 1.4678 | 1.4763 | 1.4852 | 1.4922 | 1.4972 | 1.5002
8a | of which nuclear |  |  | 0.008 | 0.01 | 0.01 | 0.01 | 0.01 | 0.004 | 0.004 | 0.004 | 0.004 | 0.005 | 0.005 | 0.005 | 0.005 | 0.005 | 0.006 | 0.006 | 0.006 | 0.006
8b | of which Lignite |  |  | 0.08 | 0.005 | 0.005 | 0.005 | 0.005 | 0.01 | 0.008 | 0.008 | 0.008 | 0.008 | 0.008 | 0.008 | 0.008 | 0.008 | 0.008 | 0.008 | 0.008 | 0.008
8c | of which Hard Coal
8d | of which Gas
8e | of which Oil
8f | of which Oil Shale
8g | of which Fossil Peat
8h | of which onshore wind |  |  | 0.0028645 | 0.0028895 | 0.0028895 | 0.0028927 | 0.0028695 | 0.0028809 | 0.0028947 | 0.0028861 | 0.0029056 | 0.0029149 | 0.0029236 | 0.0029274 | 0.0029132 | 0.0028868 | 0.00284 | 0.0028173 | 0.0028222 | 0.002809
8i | of which offshore wind |  |  | 0 | 0 | 0 | 0 | 0 | 0 | 0 | 0 | 0 | 0 | 0 | 0 | 0 | 0 | 0 | 0 | 0 | 0
8j | of which Solar |  |  | 0.47515 | 0.47224 | 0.46957 | 0.46731 | 0.46633 | 0.46638 | 0.46751 | 0.46984 | 0.47295 | 0.47766 | 0.48335 | 0.48959 | 0.49706 | 0.5056 | 0.51354 | 0.52055 | 0.52552 | 0.52851
8k | of which Biomass
8l | of which other RES (apart from hydro)
8m | Hydro Run of River and Reservoir |  |  | 0.95485 | 0.95485 | 0.95485 | 0.95485 | 0.95485 | 0.95485 | 0.95485 | 0.95485 | 0.95485 | 0.95485 | 0.95485 | 0.95485 | 0.95485 | 0.95485 | 0.95485 | 0.95485 | 0.95485 | 0.95485
8n | Hydro pumping
8o | of which other non-RES (incl. not clearly identifiable energy sources)
9 | Available capacity (9 = 6 - (7 + 8)) |  |  | 5.5033 | 5.6772 | 6.1798 | 5.6821 | 5.6831 | 5.684 | 5.6849 | 5.9826 | 5.9794 | 5.9857 | 5.817 | 5.9008 | 5.8933 | 5.6938 | 5.6799 | 5.3379 | 4.8629 | 5.31
10 | Outages: average expected value (all power stations) |  |  | 0.20491 | 0.22146 | 0.24646 | 0.22146 | 0.22146 | 0.22131 | 0.22149 | 0.23659 | 0.23659 | 0.23654 | 0.22293 | 0.22293 | 0.22293 | 0.22664 | 0.22659 | 0.23649 | 0.21299 | 0.21299
11 | System services reserve (one hour ahead of real time) |  |  | 0.75 | 0.75 | 0.75 | 0.75 | 0.75 | 0.745 | 0.75 | 0.745 | 0.74 | 0.75 | 0.75 | 0.75 | 0.75 | 0.75 | 0.75 | 0.75 | 0.75 | 0.75
12 | Reliably available capacity (12 = 9 - (10 + 11)) |  |  | 4.5484 | 4.7057 | 5.1834 | 4.7106 | 4.7116 | 4.7177 | 4.7134 | 5.001 | 5.0028 | 4.9992 | 4.8441 | 4.9278 | 4.9204 | 4.7172 | 4.7033 | 4.3514 | 3.9 | 4.347
13 | Demand at reference point in time |  |  | 3.77 | 3.77 | 3.76 | 3.82 | 3.81 | 3.67 | 3.74 | 3.69 | 3.54 | 3.73 | 3.73 | 3.73 | 3.75 | 3.75 | 3.78 | 3.8 | 3.84 | 3.84
13b | Population average daily (24h) temperature (degrees Celsius) |  |  | 17.8072 | 18.6364 | 19.366 | 19.9879 | 20.4944 | 20.879 | 21.1359 | 21.2606 | 21.2494 | 21.0999 | 20.811 | 20.3828 | 19.817 | 19.1169 | 18.2874 | 17.3353 | 16.2695 | 15.1009
14a | Load reduction / demand side response available at reference point in time |  |  | 0.07 | 0.07 | 0.07 | 0.07 | 0.07 | 0.07 | 0.07 | 0.07 | 0.065 | 0.07 | 0.07 | 0.07 | 0.07 | 0.07 | 0.07 | 0.07 | 0.07 | 0.07
14b | Strategic reserves available at reference point in time
15 | Net weekly load at reference point in time (15 = 13-14a) |  |  | 3.7 | 3.7 | 3.69 | 3.75 | 3.74 | 3.6 | 3.67 | 3.62 | 3.475 | 3.66 | 3.66 | 3.66 | 3.68 | 3.68 | 3.71 | 3.73 | 3.77 | 3.77
16 | Remaining capacity at reference point in time (16 = 12- 15) |  |  | 0.84836 | 1.0057 | 1.4934 | 0.96063 | 0.97162 | 1.1177 | 1.0434 | 1.381 | 1.5278 | 1.3392 | 1.1841 | 1.2678 | 1.2404 | 1.0372 | 0.99332 | 0.62143 | 0.12996 | 0.57698
B1 | Weekly peak load (unrestricted reference point in time) |  |  | 3.77 | 3.77 | 3.76 | 3.82 | 3.81 | 3.67 | 3.74 | 3.69 | 3.54 | 3.73 | 3.73 | 3.73 | 3.75 | 3.75 | 3.78 | 3.8 | 3.84 | 3.84
B2 | Daily hour of expected weekly peak load (CET for winter, but CEST for last week; CEST for summer) |  |  | 13:00 | 13:00 | 13:00 | 13:00 | 13:00 | 13:00 | 13:00 | 13:00 | 13:00 | 13:00 | 13:00 | 13:00 | 13:00 | 13:00 | 20:00 | 20:00 | 20:00 | 20:00
.
PART C : DATA FOR SEVERE CONDITIONS
17 | Non-usable capacity at reference point (all power stations including mothballed, authorization & technical & legal constraints, energy source unavailability etc. ) |  |  | 1.9859 | 1.9078 | 1.9054 | 1.9035 | 1.9018 | 1.9069 | 1.9063 | 1.9074 | 1.9112 | 1.9152 | 1.9207 | 1.929 | 1.9364 | 1.9431 | 1.9486 | 1.9517 | 1.9532 | 1.9536
17a | of which nuclear |  |  | 0.16 | 0.16 | 0.16 | 0.16 | 0.16 | 0.16 | 0.16 | 0.16 | 0.16 | 0.16 | 0.16 | 0.16 | 0.16 | 0.16 | 0.16 | 0.16 | 0.16 | 0.16
17b | of which Lignite |  |  | 0.08 | 0.005 | 0.005 | 0.005 | 0.005 | 0.01 | 0.008 | 0.008 | 0.008 | 0.008 | 0.008 | 0.008 | 0.008 | 0.008 | 0.008 | 0.008 | 0.008 | 0.008
17c | of which Hard Coal
17d | of which Gas
17e | of which Oil
17f | of which Oil Shale
17g | of which Fossil Peat
17h | of which onshore wind |  |  | 0.00314 | 0.00314 | 0.00314 | 0.00314 | 0.00314 | 0.00314 | 0.00314 | 0.00314 | 0.00314 | 0.00314 | 0.00314 | 0.00314 | 0.00314 | 0.00314 | 0.00314 | 0.00314 | 0.00314 | 0.00314
17i | of which offshore wind |  |  | 0 | 0 | 0 | 0 | 0 | 0 | 0 | 0 | 0 | 0 | 0 | 0 | 0 | 0 | 0 | 0 | 0 | 0
17j | of which Solar |  |  | 0.49032 | 0.48718 | 0.48487 | 0.4829 | 0.48123 | 0.48132 | 0.48273 | 0.48387 | 0.48765 | 0.4916 | 0.49717 | 0.50543 | 0.51282 | 0.51956 | 0.52499 | 0.52818 | 0.52965 | 0.53
17k | of which Biomass
17l | of which other RES (apart from hydro)
17m | Hydro Run of River and Reservoir |  |  | 1.2524 | 1.2524 | 1.2524 | 1.2524 | 1.2524 | 1.2524 | 1.2524 | 1.2524 | 1.2524 | 1.2524 | 1.2524 | 1.2524 | 1.2524 | 1.2524 | 1.2524 | 1.2524 | 1.2524 | 1.2524
17n | Hydro pumping
17o | of which other non-RES (incl. not clearly identifiable energy sources)
18 | Available capacity (18 = 6 - (7 + 17)) |  |  | 5.0383 | 5.2144 | 5.7167 | 5.2187 | 5.2203 | 5.2153 | 5.2158 | 5.5147 | 5.5109 | 5.519 | 5.3504 | 5.4321 | 5.4248 | 5.227 | 5.2166 | 4.8784 | 4.4069 | 4.8566
19 | Outages: average expected value (all power stations) under SEVERE conditions |  |  | 0.19731 | 0.21396 | 0.23896 | 0.21396 | 0.21396 | 0.21351 | 0.21369 | 0.22879 | 0.22879 | 0.22879 | 0.21518 | 0.21518 | 0.21518 | 0.21889 | 0.21889 | 0.22879 | 0.20529 | 0.20529
20 | System services reserve (one hour ahead of real time) under SEVERE conditions |  |  | 0.75 | 0.75 | 0.75 | 0.75 | 0.75 | 0.745 | 0.75 | 0.745 | 0.74 | 0.75 | 0.75 | 0.75 | 0.75 | 0.75 | 0.75 | 0.75 | 0.75 | 0.75
21 | Reliably available capacity under SEVERE conditions (21 = 18 - (19 + 20)) |  |  | 4.0909 | 4.2504 | 4.7277 | 4.2547 | 4.2564 | 4.2567 | 4.2522 | 4.5409 | 4.5421 | 4.5402 | 4.3852 | 4.467 | 4.4596 | 4.2581 | 4.2477 | 3.8996 | 3.4516 | 3.9013
22 | Demand at reference point in time under SEVERE conditions (one in 20 year) |  |  | 3.8169 | 3.7987 | 3.8325 | 3.8529 | 3.8476 | 3.71 | 3.7737 | 3.7051 | 3.7885 | 3.75 | 3.8509 | 3.7849 | 3.878 | 3.79 | 3.8 | 3.83 | 3.88 | 3.88
23a | Load reduction / demand side response available at reference point in time under SEVERE conditions |  |  | 0.07 | 0.07 | 0.07 | 0.07 | 0.07 | 0.07 | 0.07 | 0.07 | 0.065 | 0.07 | 0.07 | 0.07 | 0.07 | 0.07 | 0.07 | 0.07 | 0.07 | 0.07
23b | Strategic reserves available at reference point in time under SEVERE conditions
24 | Net weekly peak load for SEVERE conditions (24 = 22-23a) |  |  | 3.7469 | 3.7287 | 3.7625 | 3.7829 | 3.7776 | 3.64 | 3.7037 | 3.6351 | 3.7235 | 3.68 | 3.7809 | 3.7149 | 3.808 | 3.72 | 3.73 | 3.76 | 3.81 | 3.81
25 | Remaining capacity for SEVERE conditions (25 = 21-24) |  |  | 0.34407 | 0.52177 | 0.96526 | 0.47179 | 0.47879 | 0.61674 | 0.54849 | 0.90585 | 0.81866 | 0.86018 | 0.60431 | 0.75211 | 0.65153 | 0.53813 | 0.5177 | 0.13961 | -0.35837 | 0.091284
C1 | Weekly peak load under SEVERE conditions (unrestricted reference point in time) |  |  | 3.8169 | 3.7987 | 3.8325 | 3.8529 | 3.8476 | 3.71 | 3.7737 | 3.7051 | 3.7885 | 3.75 | 3.8509 | 3.7849 | 3.878 | 3.79 | 3.8 | 3.83 | 3.88 | 3.88
C2 | Daily hour of expected weekly peak load (CET for winter, but CEST for last week; CEST for summer) |  |  | 19:00 | 19:00 | 19:00 | 19:00 | 19:00 | 19:00 | 19:00 | 19:00 | 19:00 | 19:00 | 19:00 | 19:00 | 19:00 | 19:00 | 19:00 | 19:00 | 19:00 | 19:00
PART D: ADDITIONAL INFORMATION FOR INTERCONNECTORS (at synchronous peak)
31 | Simultaneous importable capacity |  | From | 3.2 | 3.2 | 3.5 | 3.1 | 3.1 | 3.1 | 3.1 | 2.5 | 2.5 | 2.5 | 2.5 | 3.5 | 3.5 | 3.5 | 3.5 | 3.5 | 3.5 | 3.5
32 | Simultaneous exportable capacity |  | To | 2.9 | 2.9 | 2.9 | 2.9 | 2.9 | 2.9 | 2.6 | 2.6 | 2.6 | 2.6 | 2.6 | 2.9 | 2.9 | 2.9 | 2.9 | 2.9 | 2.9 | 2.9
| The off-peak dates are related to Sunday of each week |  |  | 2019-06-02 | 2019-06-09 | 2019-06-16 | 2019-06-23 | 2019-06-30 | 2019-07-07 | 2019-07-14 | 2019-07-21 | 2019-07-28 | 2019-08-04 | 2019-08-11 | 2019-08-18 | 2019-08-25 | 2019-09-01 | 2019-09-08 | 2019-09-15 | 2019-09-22 | 2019-09-29
| WEEK |  |  | 22 | 23 | 24 | 25 | 26 | 27 | 28 | 29 | 30 | 31 | 32 | 33 | 34 | 35 | 36 | 37 | 38 | 39
| Time (CET for winter, but CEST for last week of winter; CEST for summer) |  |  | 5:00 | 5:00 | 5:00 | 5:00 | 5:00 | 5:00 | 5:00 | 5:00 | 5:00 | 5:00 | 5:00 | 5:00 | 5:00 | 5:00 | 5:00 | 5:00 | 5:00 | 5:00
PART E: ADDITIONAL INFORMATION FOR NIGHT MIN DEMAND CONDITIONS
33 | Weekly Minimum Demand (overnight valley minimum) |  |  | 2.8763 | 2.8598 | 2.8523 | 2.897 | 2.8895 | 2.7507 | 2.8022 | 2.7654 | 2.6036 | 2.7948 | 2.7726 | 2.7726 | 2.7872 | 2.7872 | 2.8767 | 2.8917 | 2.9216 | 2.9216
34 | Must Run Generation (excluding wind/run of river) |  |  | 2.34 | 2.34 | 2.34 | 2.34 | 2.34 | 2.34 | 2.34 | 2.34 | 2.34 | 2.34 | 2.34 | 2.34 | 2.34 | 2.34 | 2.34 | 2.34 | 2.34 | 2.34
35 | Run of river generation (Must Run) |  |  | 0.429 | 0.429 | 0.429 | 0.429 | 0.334 | 0.334 | 0.334 | 0.334 | 0.233 | 0.233 | 0.233 | 0.233 | 0.25 | 0.25 | 0.25 | 0.25 | 0.25 | 0.25
36 | Downward balancing reserves (FCR, FRR) |  |  | 0.465 | 0.465 | 0.465 | 0.465 | 0.465 | 0.465 | 0.465 | 0.465 | 0.465 | 0.465 | 0.465 | 0.465 | 0.465 | 0.465 | 0.465 | 0.465 | 0.465 | 0.465
37 | Pumping Storage Capacity available (Power) |  |  | 1.0164 | 1.0164 | 1.0164 | 1.0164 | 1.0164 | 1.0164 | 1.0164 | 1.0164 | 1.0164 | 1.0164 | 1.0164 | 1.0164 | 1.0164 | 1.0164 | 1.0164 | 1.0164 | 1.0164 | 1.0164
38a | Highest expected onshore wind generation running |  |  | 0.0012082 | 0.0012597 | 0.0012536 | 0.0012519 | 0.0012463 | 0.0011365 | 0.0011359 | 0.001125 | 0.001103 | 0.0011071 | 0.0010457 | 0.0010932 | 0.0012024 | 0.0012379 | 0.0013161 | 0.0013913 | 0.0016283 | 0.0017271
38b | Highest expected offshore wind generation running |  |  | 0 | 0 | 0 | 0 | 0 | 0 | 0 | 0 | 0 | 0 | 0 | 0 | 0 | 0 | 0 | 0 | 0 | 0
39 | DOWNWARD REGULATION CAPABILITIES: 39 = (33+37)-(34+35+36+38a+38b)) |  |  | 0.65752 | 0.6409 | 0.63346 | 0.67814 | 0.7657 | 0.62694 | 0.67842 | 0.64166 | 0.58088 | 0.77209 | 0.74999 | 0.74994 | 0.74743 | 0.74739 | 0.8368 | 0.85167 | 0.88132 | 0.88123
PART Ebis: ADDITIONAL INFORMATION FOR INTERCONNECTORS
Transportable capacity at night minimum demand conditions (high wind conditions)
40 | Simultaneous importable capacity |  | From | 3.2 | 3.2 | 3.5 | 3.1 | 3.1 | 3.1 | 3.1 | 2.5 | 2.5 | 2.5 | 2.5 | 3.5 | 3.5 | 3.5 | 3.5 | 3.5 | 3.5 | 3.5
41 | Simultaneous exportable capacity |  | To | 2.9 | 2.9 | 2.9 | 2.9 | 2.9 | 2.9 | 2.6 | 2.6 | 2.6 | 2.6 | 2.6 | 2.9 | 2.9 | 2.9 | 2.9 | 2.9 | 2.9 | 2.9
| Time (CET for winter, but CEST for last week of winter; CEST for summer) |  |  | 11:00 | 11:00 | 11:00 | 11:00 | 11:00 | 11:00 | 11:00 | 11:00 | 11:00 | 11:00 | 11:00 | 11:00 | 11:00 | 11:00 | 11:00 | 11:00 | 11:00 | 11:00
PART F: ADDITIONAL INFORMATION FOR DAYTIME MIN DEMAND CONDITIONS
42 | Weekly Minimum Daytime Demand (Sunday low peak + solar) |  |  | 3.36 | 3.3 | 3.43 | 3.41 | 3.39 | 3.43 | 3.29 | 3.34 | 3.12 | 3.25 | 3.33 | 3.33 | 3.34 | 3.46 | 3.41 | 3.43 | 3.43 | 3.53
43 | Must Run Generation (excluding wind/PV/run of river) |  |  | 2.34 | 2.34 | 2.34 | 2.34 | 2.34 | 2.34 | 2.34 | 2.34 | 2.34 | 2.34 | 2.34 | 2.34 | 2.34 | 2.34 | 2.34 | 2.34 | 2.34 | 2.34
44 | Run of river generation (Must Run) |  |  | 0.429 | 0.429 | 0.429 | 0.429 | 0.334 | 0.334 | 0.334 | 0.334 | 0.233 | 0.233 | 0.233 | 0.233 | 0.25 | 0.25 | 0.25 | 0.25 | 0.25 | 0.25
45 | Downward balancing reserves (FCR, FRR) |  |  | 0.5 | 0.5 | 0.5 | 0.5 | 0.5 | 0.5 | 0.5 | 0.5 | 0.5 | 0.5 | 0.5 | 0.5 | 0.5 | 0.505 | 0.5 | 0.5 | 0.5 | 0.505
46 | Pumping Storage Capacity available (Power) |  |  | 1.0164 | 1.0164 | 1.0164 | 1.0164 | 1.0164 | 1.0164 | 1.0164 | 1.0164 | 1.0164 | 1.0164 | 1.0164 | 1.0164 | 1.0164 | 1.0164 | 1.0164 | 1.0164 | 1.0164 | 1.0164
47a | Highest expected onshore wind generation running |  |  | 0.0015766 | 0.0015926 | 0.0015605 | 0.0015628 | 0.0015568 | 0.0014564 | 0.0014646 | 0.0014018 | 0.0013553 | 0.0012947 | 0.0012609 | 0.0012915 | 0.001509 | 0.0015636 | 0.00164 | 0.0016373 | 0.0018479 | 0.0019211
47b | Highest expected offshore wind generation running |  |  | 0 | 0 | 0 | 0 | 0 | 0 | 0 | 0 | 0 | 0 | 0 | 0 | 0 | 0 | 0 | 0 | 0 | 0
48 | Highest expected solar PV running |  |  | 0.30379 | 0.3023 | 0.3007 | 0.29843 | 0.29637 | 0.29532 | 0.2936 | 0.2905 | 0.28805 | 0.28621 | 0.28411 | 0.28096 | 0.27709 | 0.27285 | 0.26677 | 0.25991 | 0.25283 | 0.24739
49 | DOWNWARD REGULATION CAPABILITIES: 49 = (42+46)-(43+44+45+47a+47b+48a+48b) |  |  | 0.80203 | 0.7435 | 0.87514 | 0.85741 | 0.93447 | 0.97562 | 0.83734 | 0.89049 | 0.77399 | 0.90589 | 0.98803 | 0.99115 | 0.9878 | 1.107 | 1.068 | 1.0949 | 1.1017 | 1.2021
PART Fbis: ADDITIONAL INFORMATION FOR INTERCONNECTORS
Transportable capacity at daytime minimum demand conditions (high wind and high solar conditions)
50 | Simultaneous importable capacity |  | From | 3.2 | 3.2 | 3.5 | 3.1 | 3.1 | 3.1 | 3.1 | 2.5 | 2.5 | 2.5 | 2.5 | 3.5 | 3.5 | 3.5 | 3.5 | 3.5 | 3.5 | 3.5
51 | Simultaneous exportable capacity |  | To | 2.9 | 2.9 | 2.9 | 2.9 | 2.9 | 2.9 | 2.6 | 2.6 | 2.6 | 2.6 | 2.6 | 2.9 | 2.9 | 2.9 | 2.9 | 2.9 | 2.9 | 2.9

## SI
Summer Outlook Report 2019
| Power Data (all entries are assumed to be >0) |  |  | Countrycode: |  | SI | [6 empty] | Heating if temperature below: | 17.6426 |  |  |  | Cooling if temperature above: | 22.6426
| (Net values in GW, at a synchronous time every week) |  |  | Countryname: |  | Slovenia | [6 empty] | Heating saturation temperature: | -1 |  |  |  | Cooling saturation temperature: | not detected
[13 empty] | Temperature sensitivity in heating [MW/ ͦC] | -16.6196 |  |  |  | Temperature sensitivity in cooling [MW/ ͦC] | 24.6966
| The peak dates are related to Wednesday of each week |  |  | 2019-05-29 | 2019-06-05 | 2019-06-12 | 2019-06-19 | 2019-06-26 | 2019-07-03 | 2019-07-10 | 2019-07-17 | 2019-07-24 | 2019-07-31 | 2019-08-07 | 2019-08-14 | 2019-08-21 | 2019-08-28 | 2019-09-04 | 2019-09-11 | 2019-09-18 | 2019-09-25
| WEEK |  |  | 22 | 23 | 24 | 25 | 26 | 27 | 28 | 29 | 30 | 31 | 32 | 33 | 34 | 35 | 36 | 37 | 38 | 39
| Time (CET for winter, but CEST last week; CEST for summer) |  |  | 19:00 | 19:00 | 19:00 | 19:00 | 19:00 | 19:00 | 19:00 | 19:00 | 19:00 | 19:00 | 19:00 | 19:00 | 19:00 | 19:00 | 19:00 | 19:00 | 19:00 | 19:00
Line | PART A : INDIGENOUS NATIONAL GENERATION | Severe conditions Average Forced Outage Rate | Normal conditions Average Forced Outage Rate
Net generating capacity:
1 | Nuclear Power | 0% | 0% | 0.696 | 0.696 | 0.696 | 0.696 | 0.696 | 0.696 | 0.696 | 0.696 | 0.696 | 0.696 | 0.696 | 0.696 | 0.696 | 0.696 | 0.696 | 0.696 | 0.696 | 0.696
2 | Fossil Fuels |  |  | 1.4997 | 1.4997 | 1.4997 | 1.4997 | 1.4997 | 1.4997 | 1.4997 | 1.4997 | 1.4997 | 1.4997 | 1.4997 | 1.4997 | 1.4997 | 1.4997 | 1.4997 | 1.4997 | 1.4997 | 1.4997
2a | of which Lignite | 3% | 3% | 0.981 | 0.981 | 0.981 | 0.981 | 0.981 | 0.981 | 0.981 | 0.981 | 0.981 | 0.981 | 0.981 | 0.981 | 0.981 | 0.981 | 0.981 | 0.981 | 0.981 | 0.981
2b | of which Hard Coal | 2% | 2% | 0 | 0 | 0 | 0 | 0 | 0 | 0 | 0 | 0 | 0 | 0 | 0 | 0 | 0 | 0 | 0 | 0 | 0
2c | of which Gas | 3% | 3% | 0.4607 | 0.4607 | 0.4607 | 0.4607 | 0.4607 | 0.4607 | 0.4607 | 0.4607 | 0.4607 | 0.4607 | 0.4607 | 0.4607 | 0.4607 | 0.4607 | 0.4607 | 0.4607 | 0.4607 | 0.4607
2d | of which Oil | 9% | 9% | 0.058 | 0.058 | 0.058 | 0.058 | 0.058 | 0.058 | 0.058 | 0.058 | 0.058 | 0.058 | 0.058 | 0.058 | 0.058 | 0.058 | 0.058 | 0.058 | 0.058 | 0.058
2e | of which Oil Shale | 8.75% | 8.75% | 0 | 0 | 0 | 0 | 0 | 0 | 0 | 0 | 0 | 0 | 0 | 0 | 0 | 0 | 0 | 0 | 0 | 0
2f | of which Fossil Peat | 0% | 0% | 0 | 0 | 0 | 0 | 0 | 0 | 0 | 0 | 0 | 0 | 0 | 0 | 0 | 0 | 0 | 0 | 0 | 0
3 | Renewable Energy Sources (other than hydro) |  |  | 0.3318 | 0.3318 | 0.3318 | 0.3318 | 0.3318 | 0.3318 | 0.3318 | 0.3318 | 0.3318 | 0.3318 | 0.3318 | 0.3318 | 0.3318 | 0.3318 | 0.3318 | 0.3318 | 0.3318 | 0.3318
3a | of which onshore wind | 0% | 0% | 0.0033 | 0.0033 | 0.0033 | 0.0033 | 0.0033 | 0.0033 | 0.0033 | 0.0033 | 0.0033 | 0.0033 | 0.0033 | 0.0033 | 0.0033 | 0.0033 | 0.0033 | 0.0033 | 0.0033 | 0.0033
3b | of which offshore wind | 0% | 0% | 0 | 0 | 0 | 0 | 0 | 0 | 0 | 0 | 0 | 0 | 0 | 0 | 0 | 0 | 0 | 0 | 0 | 0
3c | of which Solar (PV) | 0% | 0% | 0.2805 | 0.2805 | 0.2805 | 0.2805 | 0.2805 | 0.2805 | 0.2805 | 0.2805 | 0.2805 | 0.2805 | 0.2805 | 0.2805 | 0.2805 | 0.2805 | 0.2805 | 0.2805 | 0.2805 | 0.2805
3d | of which Biomass | 0% | 0% | 0.048 | 0.048 | 0.048 | 0.048 | 0.048 | 0.048 | 0.048 | 0.048 | 0.048 | 0.048 | 0.048 | 0.048 | 0.048 | 0.048 | 0.048 | 0.048 | 0.048 | 0.048
3e | of which other RES (e.g. tidal, wave, geothermal, RES waste, CSP) | 0% | 0% | 0 | 0 | 0 | 0 | 0 | 0 | 0 | 0 | 0 | 0 | 0 | 0 | 0 | 0 | 0 | 0 | 0 | 0
4a | Hydro Run of River and Reservoir | 0% | 0% | 1.1217 | 1.1217 | 1.1217 | 1.1217 | 1.1217 | 1.1217 | 1.1217 | 1.1217 | 1.1217 | 1.1217 | 1.1217 | 1.1217 | 1.1217 | 1.1217 | 1.1217 | 1.1217 | 1.1217 | 1.1217
4b | Hydro pumping | 0% | 0% | 0.18 | 0.18 | 0.18 | 0.18 | 0.18 | 0.18 | 0.18 | 0.18 | 0.18 | 0.18 | 0.18 | 0.18 | 0.18 | 0.18 | 0.18 | 0.18 | 0.18 | 0.18
5 | Other non-RES (e.g. CHP non-renewable, waste non-renewable) | 0% | 0% | 0.1127 | 0.1127 | 0.1127 | 0.1127 | 0.1127 | 0.1127 | 0.1127 | 0.1127 | 0.1127 | 0.1127 | 0.1127 | 0.1127 | 0.1127 | 0.1127 | 0.1127 | 0.1127 | 0.1127 | 0.1127
6 | Total Net generating capacity (6 = 1+2+3+4a+4b+5) |  |  | 3.9419 | 3.9419 | 3.9419 | 3.9419 | 3.9419 | 3.9419 | 3.9419 | 3.9419 | 3.9419 | 3.9419 | 3.9419 | 3.9419 | 3.9419 | 3.9419 | 3.9419 | 3.9419 | 3.9419 | 3.9419
7 | Maintenance & Overhauls (planned outages) |  |  | 0.096 | 0.122 | 0.122 | 0.104 | 0.104 | 0.117 | 0.117 | 0.104 | 0.117 | 0.054 | 0.117 | 0.104 | 0.115 | 0.116 | 0.175 | 0.116 | 0.092 | 0.115
7a | Nuclear Power |  |  | 0 | 0 | 0 | 0 | 0 | 0 | 0 | 0 | 0 | 0 | 0 | 0 | 0 | 0 | 0 | 0 | 0 | 0
7b | Lignite |  |  | 0.084 | 0.092 | 0.092 | 0.092 | 0.092 | 0.092 | 0.092 | 0.092 | 0.092 | 0.042 | 0.092 | 0.092 | 0.092 | 0.092 | 0.092 | 0.092 | 0.092 | 0.092
7c | Hard Coal
7d | Gas |  |  | 0 | 0 | 0 | 0 | 0 | 0 | 0 | 0 | 0 | 0 | 0 | 0 | 0 | 0 | 0 | 0 | 0 | 0.023
7e | Oil
7f | Oil Shale
7g | Fossil Peat
7h | Onshore Wind
7i | Offshore Wind
7j | Solar (PV)
7k | Biomass
7l | other RES (apart from hydro, including tidal, wave, geothermal, waste renewable, CSP,…)
7m | Hydro Run of River and Reservoir |  |  | 0.012 | 0.03 | 0.03 | 0.012 | 0.012 | 0.025 | 0.025 | 0.012 | 0.025 | 0.012 | 0.025 | 0.012 | 0.023 | 0.024 | 0.083 | 0.024 | 0 | 0
7n | Hydro pumping |  |  | 0 | 0 | 0 | 0 | 0 | 0 | 0 | 0 | 0 | 0 | 0 | 0 | 0 | 0 | 0 | 0 | 0 | 0
7o | Other non-RES (incl. not clearly identifiable energy sources)
PART B : DATA FOR NORMAL CONDITIONS
8 | Non-usable capacity at reference point (all power stations including mothballed, authorization & technical & legal constraints, energy source unavailability etc. ) |  |  | 0.67418 | 0.71102 | 0.68084 | 0.66048 | 0.63128 | 0.72001 | 0.80693 | 0.77869 | 0.78954 | 0.8082 | 0.80252 | 0.72549 | 0.78104 | 0.78701 | 0.85426 | 0.81187 | 0.66945 | 0.74
8a | of which nuclear
8b | of which Lignite
8c | of which Hard Coal
8d | of which Gas
8e | of which Oil
8f | of which Oil Shale
8g | of which Fossil Peat
8h | of which onshore wind |  |  | 0.0032387 | 0.0032528 | 0.0032591 | 0.0032604 | 0.0032658 | 0.0032681 | 0.0032689 | 0.0032727 | 0.0032726 | 0.0032743 | 0.0032784 | 0.0032758 | 0.0032697 | 0.0032549 | 0.0032381 | 0.003225 | 0.003218 | 0.0032017
8i | of which offshore wind |  |  | 0 | 0 | 0 | 0 | 0 | 0 | 0 | 0 | 0 | 0 | 0 | 0 | 0 | 0 | 0 | 0 | 0 | 0
8j | of which Solar |  |  | 0.24113 | 0.23962 | 0.2383 | 0.23712 | 0.23649 | 0.23622 | 0.23653 | 0.23769 | 0.23913 | 0.24173 | 0.24505 | 0.24861 | 0.25308 | 0.25823 | 0.26372 | 0.26895 | 0.27343 | 0.27699
8k | of which Biomass
8l | of which other RES (apart from hydro)
8m | Hydro Run of River and Reservoir |  |  | 0.42981 | 0.46814 | 0.43928 | 0.4201 | 0.39152 | 0.48052 | 0.56714 | 0.53773 | 0.54714 | 0.5632 | 0.5542 | 0.47361 | 0.52469 | 0.52553 | 0.5873 | 0.5397 | 0.3928 | 0.45981
8n | Hydro pumping
8o | of which other non-RES (incl. not clearly identifiable energy sources)
9 | Available capacity (9 = 6 - (7 + 8)) |  |  | 3.1717 | 3.1089 | 3.1391 | 3.1774 | 3.2066 | 3.1049 | 3.018 | 3.0592 | 3.0354 | 3.0797 | 3.0224 | 3.1124 | 3.0459 | 3.0389 | 2.9126 | 3.014 | 3.1804 | 3.0869
10 | Outages: average expected value (all power stations) |  |  | 0.045951 | 0.045711 | 0.045711 | 0.045711 | 0.045711 | 0.045711 | 0.045711 | 0.045711 | 0.045711 | 0.047211 | 0.045711 | 0.045711 | 0.045711 | 0.045711 | 0.045711 | 0.045711 | 0.045711 | 0.045021
11 | System services reserve (one hour ahead of real time) |  |  | 0.325 | 0.325 | 0.325 | 0.325 | 0.325 | 0.325 | 0.325 | 0.325 | 0.325 | 0.325 | 0.325 | 0.325 | 0.325 | 0.325 | 0.325 | 0.325 | 0.325 | 0.325
12 | Reliably available capacity (12 = 9 - (10 + 11)) |  |  | 2.8008 | 2.7382 | 2.7683 | 2.8067 | 2.8359 | 2.7342 | 2.6473 | 2.6885 | 2.6646 | 2.7075 | 2.6517 | 2.7417 | 2.6751 | 2.6682 | 2.5419 | 2.6433 | 2.8097 | 2.7169
13 | Demand at reference point in time |  |  | 1.692 | 1.696 | 1.705 | 1.698 | 1.709 | 1.737 | 1.758 | 1.786 | 1.726 | 1.626 | 1.625 | 1.528 | 1.734 | 1.691 | 1.758 | 1.753 | 1.764 | 1.769
13b | Population average daily (24h) temperature (degrees Celsius) |  |  | 17.6909 | 18.5461 | 19.3033 | 19.9527 | 20.4858 | 20.895 | 21.174 | 21.3179 | 21.323 | 21.1873 | 20.9102 | 20.4925 | 19.937 | 19.2481 | 18.4319 | 17.4963 | 16.4514 | 15.3088
14a | Load reduction / demand side response available at reference point in time
14b | Strategic reserves available at reference point in time
15 | Net weekly load at reference point in time (15 = 13-14a) |  |  | 1.692 | 1.696 | 1.705 | 1.698 | 1.709 | 1.737 | 1.758 | 1.786 | 1.726 | 1.626 | 1.625 | 1.528 | 1.734 | 1.691 | 1.758 | 1.753 | 1.764 | 1.769
16 | Remaining capacity at reference point in time (16 = 12- 15) |  |  | 1.1088 | 1.0422 | 1.0633 | 1.1087 | 1.1269 | 0.99718 | 0.88926 | 0.90249 | 0.93865 | 1.0815 | 1.0267 | 1.2137 | 0.94115 | 0.97718 | 0.78393 | 0.89032 | 1.0457 | 0.94788
B1 | Weekly peak load (unrestricted reference point in time) |  |  | 2.05 | 1.861 | 1.922 | 1.888 | 1.975 | 1.944 | 1.987 | 1.996 | 1.95 | 1.844 | 1.808 | 1.853 | 1.875 | 1.88 | 1.944 | 1.934 | 1.949 | 1.983
B2 | Daily hour of expected weekly peak load (CET for winter, but CEST for last week; CEST for summer) |  |  | 13 | 13 | 13 | 12 | 13 | 13 | 13 | 12 | 14 | 10 | 11 | 14 | 14 | 12 | 13 | 13 | 13 | 14
.
PART C : DATA FOR SEVERE CONDITIONS
17 | Non-usable capacity at reference point (all power stations including mothballed, authorization & technical & legal constraints, energy source unavailability etc. ) |  |  | 1.0765 | 1.1005 | 1.0795 | 1.0644 | 1.0439 | 1.1061 | 1.1653 | 1.1457 | 1.1532 | 1.1662 | 1.1637 | 1.1123 | 1.152 | 1.1569 | 1.2044 | 1.1744 | 1.0735 | 1.1217
17a | of which nuclear
17b | of which Lignite
17c | of which Hard Coal
17d | of which Gas
17e | of which Oil
17f | of which Oil Shale
17g | of which Fossil Peat
17h | of which onshore wind |  |  | 0.0033 | 0.0033 | 0.0033 | 0.0033 | 0.0033 | 0.0033 | 0.0033 | 0.0033 | 0.0033 | 0.0033 | 0.0033 | 0.0033 | 0.0033 | 0.0033 | 0.0033 | 0.0033 | 0.0033 | 0.0033
17i | of which offshore wind |  |  | 0 | 0 | 0 | 0 | 0 | 0 | 0 | 0 | 0 | 0 | 0 | 0 | 0 | 0 | 0 | 0 | 0 | 0
17j | of which Solar |  |  | 0.25579 | 0.253 | 0.25219 | 0.25054 | 0.24999 | 0.24996 | 0.24845 | 0.24948 | 0.25038 | 0.25219 | 0.25596 | 0.26096 | 0.26491 | 0.26926 | 0.27343 | 0.27685 | 0.27875 | 0.28003
17k | of which Biomass
17l | of which other RES (apart from hydro)
17m | Hydro Run of River and Reservoir |  |  | 0.63738 | 0.66421 | 0.64401 | 0.63058 | 0.61058 | 0.67287 | 0.73351 | 0.71292 | 0.71951 | 0.73075 | 0.72445 | 0.66804 | 0.70379 | 0.70438 | 0.74762 | 0.7143 | 0.61147 | 0.65838
17n | Hydro pumping |  |  | 0.18 | 0.18 | 0.18 | 0.18 | 0.18 | 0.18 | 0.18 | 0.18 | 0.18 | 0.18 | 0.18 | 0.18 | 0.18 | 0.18 | 0.18 | 0.18 | 0.18 | 0.18
17o | of which other non-RES (incl. not clearly identifiable energy sources)
18 | Available capacity (18 = 6 - (7 + 17)) |  |  | 2.7694 | 2.7194 | 2.7404 | 2.7735 | 2.794 | 2.7188 | 2.6596 | 2.6922 | 2.6717 | 2.7217 | 2.6612 | 2.7256 | 2.6749 | 2.669 | 2.5625 | 2.6515 | 2.7764 | 2.7052
19 | Outages: average expected value (all power stations) under SEVERE conditions |  |  | 0.045951 | 0.045711 | 0.045711 | 0.045711 | 0.045711 | 0.045711 | 0.045711 | 0.045711 | 0.045711 | 0.047211 | 0.045711 | 0.045711 | 0.045711 | 0.045711 | 0.045711 | 0.045711 | 0.045711 | 0.045021
20 | System services reserve (one hour ahead of real time) under SEVERE conditions |  |  | 0.325 | 0.325 | 0.325 | 0.325 | 0.325 | 0.325 | 0.325 | 0.325 | 0.325 | 0.325 | 0.325 | 0.325 | 0.325 | 0.325 | 0.325 | 0.325 | 0.325 | 0.325
21 | Reliably available capacity under SEVERE conditions (21 = 18 - (19 + 20)) |  |  | 2.3985 | 2.3487 | 2.3697 | 2.4028 | 2.4233 | 2.3481 | 2.2889 | 2.3215 | 2.301 | 2.3494 | 2.2905 | 2.3549 | 2.3042 | 2.2982 | 2.1918 | 2.2807 | 2.4057 | 2.3352
22 | Demand at reference point in time under SEVERE conditions (one in 20 year) |  |  | 1.7766 | 1.7808 | 1.7903 | 1.7829 | 1.7945 | 1.8239 | 1.8459 | 1.8753 | 1.8123 | 1.7073 | 1.7063 | 1.6044 | 1.8207 | 1.7756 | 1.8459 | 1.8406 | 1.8522 | 1.8575
23a | Load reduction / demand side response available at reference point in time under SEVERE conditions
23b | Strategic reserves available at reference point in time under SEVERE conditions
24 | Net weekly peak load for SEVERE conditions (24 = 22-23a) |  |  | 1.7766 | 1.7808 | 1.7903 | 1.7829 | 1.7945 | 1.8239 | 1.8459 | 1.8753 | 1.8123 | 1.7073 | 1.7063 | 1.6044 | 1.8207 | 1.7756 | 1.8459 | 1.8406 | 1.8522 | 1.8575
25 | Remaining capacity for SEVERE conditions (25 = 21-24) |  |  | 0.62188 | 0.56788 | 0.57944 | 0.61987 | 0.62887 | 0.52421 | 0.44303 | 0.44619 | 0.4887 | 0.64215 | 0.58423 | 0.75049 | 0.48349 | 0.5227 | 0.34594 | 0.44009 | 0.55347 | 0.47772
C1 | Weekly peak load under SEVERE conditions (unrestricted reference point in time) |  |  | 2.1525 | 1.9541 | 2.0181 | 1.9824 | 2.0737 | 2.0412 | 2.0864 | 2.0958 | 2.0475 | 1.9362 | 1.8984 | 1.9457 | 1.9688 | 1.974 | 2.0412 | 2.0307 | 2.0465 | 2.0822
C2 | Daily hour of expected weekly peak load (CET for winter, but CEST for last week; CEST for summer) |  |  | 13 | 13 | 13 | 12 | 13 | 13 | 13 | 12 | 14 | 10 | 11 | 14 | 14 | 12 | 13 | 13 | 13 | 14
PART D: ADDITIONAL INFORMATION FOR INTERCONNECTORS (at synchronous peak)
31 | Simultaneous importable capacity |  | From | 2.265 | 2.265 | 2.265 | 2.265 | 2.265 | 2.265 | 2.265 | 2.265 | 2.265 | 2.265 | 1.85 | 1.85 | 1.85 | 2.265 | 2.265 | 2.265 | 2.265 | 2.265
32 | Simultaneous exportable capacity |  | To | 2.37 | 2.37 | 2.37 | 2.37 | 2.37 | 2.37 | 2.37 | 2.37 | 2.37 | 2.37 | 2 | 2 | 2 | 2.37 | 2.37 | 2.37 | 2.37 | 2.37
| The off-peak dates are related to Sunday of each week |  |  | 2019-06-02 | 2019-06-09 | 2019-06-16 | 2019-06-23 | 2019-06-30 | 2019-07-07 | 2019-07-14 | 2019-07-21 | 2019-07-28 | 2019-08-04 | 2019-08-11 | 2019-08-18 | 2019-08-25 | 2019-09-01 | 2019-09-08 | 2019-09-15 | 2019-09-22 | 2019-09-29
| WEEK |  |  | 22 | 23 | 24 | 25 | 26 | 27 | 28 | 29 | 30 | 31 | 32 | 33 | 34 | 35 | 36 | 37 | 38 | 39
| Time (CET for winter, but CEST for last week of winter; CEST for summer) |  |  | 5:00 | 5:00 | 5:00 | 5:00 | 5:00 | 5:00 | 5:00 | 5:00 | 5:00 | 5:00 | 5:00 | 5:00 | 5:00 | 5:00 | 5:00 | 5:00 | 5:00 | 5:00
PART E: ADDITIONAL INFORMATION FOR NIGHT MIN DEMAND CONDITIONS
33 | Weekly Minimum Demand (overnight valley minimum) |  |  | 1.057 | 1.073 | 1.1 | 1.101 | 1.115 | 1.133 | 1.165 | 1.132 | 1.131 | 1.06 | 1.081 | 1.063 | 1.093 | 1.136 | 1.09 | 1.13 | 1.113 | 1.057
34 | Must Run Generation (excluding wind/run of river) |  |  | 0.696 | 0.696 | 0.696 | 0.696 | 0.696 | 0.696 | 0.696 | 0.696 | 0.696 | 0.696 | 0.696 | 0.696 | 0.696 | 0.696 | 0.696 | 0.696 | 0.696 | 0.696
35 | Run of river generation (Must Run) |  |  | 0.263 | 0.3 | 0.372 | 0.302 | 0.267 | 0.294 | 0.131 | 0.219 | 0.1 | 0.215 | 0.164 | 0.322 | 0.23 | 0.095 | 0.33 | 0.343 | 0.365 | 0.343
36 | Downward balancing reserves (FCR, FRR) |  |  | 0.2 | 0.2 | 0.2 | 0.2 | 0.2 | 0.2 | 0.2 | 0.2 | 0.2 | 0.2 | 0.2 | 0.2 | 0.2 | 0.2 | 0.2 | 0.2 | 0.2 | 0.2
37 | Pumping Storage Capacity available (Power) |  |  | 0.18 | 0.18 | 0.18 | 0.18 | 0.18 | 0.18 | 0.18 | 0.18 | 0.18 | 0.18 | 0.18 | 0.18 | 0.18 | 0.18 | 0.18 | 0.18 | 0.18 | 0.18
38a | Highest expected onshore wind generation running |  |  | 0.0018045 | 0.0017083 | 0.00171 | 0.0017586 | 0.0017089 | 0.0015838 | 0.0016458 | 0.0016583 | 0.0016781 | 0.0016148 | 0.0015368 | 0.0015997 | 0.0015828 | 0.0017976 | 0.0020094 | 0.0022824 | 0.0023779 | 0.0025332
38b | Highest expected offshore wind generation running |  |  | 0 | 0 | 0 | 0 | 0 | 0 | 0 | 0 | 0 | 0 | 0 | 0 | 0 | 0 | 0 | 0 | 0 | 0
39 | DOWNWARD REGULATION CAPABILITIES: 39 = (33+37)-(34+35+36+38a+38b)) |  |  | 0.076195 | 0.055292 | 0.01029 | 0.081241 | 0.13029 | 0.12142 | 0.31635 | 0.19534 | 0.31332 | 0.12739 | 0.19946 | 0.0234 | 0.14542 | 0.3232 | 0.041991 | 0.068718 | 0.029622 | -0.0045332
PART Ebis: ADDITIONAL INFORMATION FOR INTERCONNECTORS
Transportable capacity at night minimum demand conditions (high wind conditions)
40 | Simultaneous importable capacity |  | From | 2.01 | 2.225 | 2.225 | 2.225 | 2.225 | 2.225 | 2.225 | 2.225 | 2.225 | 2.225 | 1.85 | 1.85 | 2.225 | 2.225 | 2.225 | 2.225 | 2.225 | 2.225
41 | Simultaneous exportable capacity |  | To | 2.395 | 2.395 | 2.395 | 2.395 | 2.395 | 2.395 | 2.395 | 2.395 | 2.395 | 2.395 | 2 | 2 | 2.395 | 2.395 | 2.395 | 2.395 | 2.395 | 2.395
| Time (CET for winter, but CEST for last week of winter; CEST for summer) |  |  | 11:00 | 11:00 | 11:00 | 11:00 | 11:00 | 11:00 | 11:00 | 11:00 | 11:00 | 11:00 | 11:00 | 11:00 | 11:00 | 11:00 | 11:00 | 11:00 | 11:00 | 11:00
PART F: ADDITIONAL INFORMATION FOR DAYTIME MIN DEMAND CONDITIONS
42 | Weekly Minimum Daytime Demand (Sunday low peak + solar) |  |  | 1.388 | 1.395 | 1.43 | 1.364 | 1.447 | 1.46 | 1.517 | 1.468 | 1.465 | 1.382 | 1.4 | 1.396 | 1.445 | 1.499 | 1.485 | 1.529 | 1.523 | 1.5
43 | Must Run Generation (excluding wind/PV/run of river) |  |  | 0.696 | 0.696 | 0.696 | 0.696 | 0.696 | 0.696 | 0.696 | 0.696 | 0.696 | 0.696 | 0.696 | 0.696 | 0.696 | 0.696 | 0.696 | 0.696 | 0.696 | 0.696
44 | Run of river generation (Must Run) |  |  | 0.5961 | 0.61394 | 0.61308 | 0.57096 | 0.6162 | 0.52762 | 0.49897 | 0.47217 | 0.54588 | 0.5068 | 0.45212 | 0.54226 | 0.53545 | 0.4652 | 0.54339 | 0.55586 | 0.58592 | 0.63059
45 | Downward balancing reserves (FCR, FRR) |  |  | 0.2 | 0.2 | 0.2 | 0.2 | 0.2 | 0.2 | 0.2 | 0.2 | 0.2 | 0.2 | 0.2 | 0.2 | 0.2 | 0.2 | 0.2 | 0.2 | 0.2 | 0.2
46 | Pumping Storage Capacity available (Power) |  |  | 0.18 | 0.18 | 0.18 | 0.18 | 0.18 | 0.18 | 0.18 | 0.18 | 0.18 | 0.18 | 0.18 | 0.18 | 0.18 | 0.18 | 0.18 | 0.18 | 0.18 | 0.18
47a | Highest expected onshore wind generation running |  |  | 0.0016531 | 0.001483 | 0.0015872 | 0.0015767 | 0.0015879 | 0.001395 | 0.0014633 | 0.0015452 | 0.0016055 | 0.0014939 | 0.0013775 | 0.0014235 | 0.0014126 | 0.0017226 | 0.0020299 | 0.0022841 | 0.0023435 | 0.0024905
47b | Highest expected offshore wind generation running |  |  | 0 | 0 | 0 | 0 | 0 | 0 | 0 | 0 | 0 | 0 | 0 | 0 | 0 | 0 | 0 | 0 | 0 | 0
48 | Highest expected solar PV running |  |  | 0.16686 | 0.16562 | 0.1642 | 0.16331 | 0.1628 | 0.16231 | 0.16096 | 0.16008 | 0.15905 | 0.1581 | 0.15677 | 0.15565 | 0.15375 | 0.15183 | 0.14955 | 0.14649 | 0.14286 | 0.14063
49 | DOWNWARD REGULATION CAPABILITIES: 49 = (42+46)-(43+44+45+47a+47b+48a+48b) |  |  | -0.092613 | -0.10205 | -0.064873 | -0.087847 | -0.049595 | 0.052681 | 0.13961 | 0.11821 | 0.04246 | -0.00039267 | 0.073741 | -0.019327 | 0.038391 | 0.16425 | 0.074036 | 0.10837 | 0.075869 | 0.010297
PART Fbis: ADDITIONAL INFORMATION FOR INTERCONNECTORS
Transportable capacity at daytime minimum demand conditions (high wind and high solar conditions)
50 | Simultaneous importable capacity |  | From | 1.837 | 1.837 | 1.837 | 1.923 | 2.01 | 2.01 | 2.183 | 2.183 | 2.183 | 2.01 | 1.837 | 1.837 | 1.837 | 1.923 | 2.096 | 2.096 | 2.096 | 2.096
51 | Simultaneous exportable capacity |  | To | 2.395 | 2.395 | 2.395 | 2.395 | 2.395 | 2.395 | 2.395 | 2.395 | 2.395 | 2.395 | 2 | 2 | 2.395 | 2.395 | 2.395 | 2.395 | 2.395 | 2.395

## SE
Summer Outlook Report 2019
| Power Data (all entries are assumed to be >0) |  |  | Countrycode: |  | SE | [6 empty] | Heating if temperature below: | 14.9588 |  |  |  | Cooling if temperature above: | not detected
| (Net values in GW, at a synchronous time every week) |  |  | Countryname: |  | Sweden | [6 empty] | Heating saturation temperature: | -10 |  |  |  | Cooling saturation temperature: | not detected
[13 empty] | Temperature sensitivity in heating [MW/ ͦC] | -429.5052 |  |  |  | Temperature sensitivity in cooling [MW/ ͦC] | not detected
| The peak dates are related to Wednesday of each week |  |  | 2019-05-29 | 2019-06-05 | 2019-06-12 | 2019-06-19 | 2019-06-26 | 2019-07-03 | 2019-07-10 | 2019-07-17 | 2019-07-24 | 2019-07-31 | 2019-08-07 | 2019-08-14 | 2019-08-21 | 2019-08-28 | 2019-09-04 | 2019-09-11 | 2019-09-18 | 2019-09-25
| WEEK |  |  | 22 | 23 | 24 | 25 | 26 | 27 | 28 | 29 | 30 | 31 | 32 | 33 | 34 | 35 | 36 | 37 | 38 | 39
| Time (CET for winter, but CEST last week; CEST for summer) |  |  | 19:00 | 19:00 | 19:00 | 19:00 | 19:00 | 19:00 | 19:00 | 19:00 | 19:00 | 19:00 | 19:00 | 19:00 | 19:00 | 19:00 | 19:00 | 19:00 | 19:00 | 19:00
Line | PART A : INDIGENOUS NATIONAL GENERATION | Severe conditions Average Forced Outage Rate | Normal conditions Average Forced Outage Rate
Net generating capacity:
1 | Nuclear Power | 5% | 5% | 8.62 | 8.62 | 8.62 | 8.62 | 8.62 | 8.62 | 8.62 | 8.62 | 8.62 | 8.62 | 8.62 | 8.62 | 8.62 | 8.62 | 8.62 | 8.62 | 8.62 | 8.62
2 | Fossil Fuels |  |  | 4.25 | 4.25 | 4.25 | 4.25 | 4.25 | 4.25 | 4.25 | 4.25 | 4.25 | 4.25 | 4.25 | 4.25 | 4.25 | 4.25 | 4.25 | 4.25 | 4.25 | 4.25
2a | of which Lignite | 9% | 9% | 0 | 0 | 0 | 0 | 0 | 0 | 0 | 0 | 0 | 0 | 0 | 0 | 0 | 0 | 0 | 0 | 0 | 0
2b | of which Hard Coal | 9% | 9% | 0.18 | 0.18 | 0.18 | 0.18 | 0.18 | 0.18 | 0.18 | 0.18 | 0.18 | 0.18 | 0.18 | 0.18 | 0.18 | 0.18 | 0.18 | 0.18 | 0.18 | 0.18
2c | of which Gas | 7% | 7% | 0.78 | 0.78 | 0.78 | 0.78 | 0.78 | 0.78 | 0.78 | 0.78 | 0.78 | 0.78 | 0.78 | 0.78 | 0.78 | 0.78 | 0.78 | 0.78 | 0.78 | 0.78
2d | of which Oil | 9% | 9% | 3.17 | 3.17 | 3.17 | 3.17 | 3.17 | 3.17 | 3.17 | 3.17 | 3.17 | 3.17 | 3.17 | 3.17 | 3.17 | 3.17 | 3.17 | 3.17 | 3.17 | 3.17
2e | of which Oil Shale | 9% | 9% | 0 | 0 | 0 | 0 | 0 | 0 | 0 | 0 | 0 | 0 | 0 | 0 | 0 | 0 | 0 | 0 | 0 | 0
2f | of which Fossil Peat | 9% | 9% | 0.12 | 0.12 | 0.12 | 0.12 | 0.12 | 0.12 | 0.12 | 0.12 | 0.12 | 0.12 | 0.12 | 0.12 | 0.12 | 0.12 | 0.12 | 0.12 | 0.12 | 0.12
3 | Renewable Energy Sources (other than hydro) |  |  | 13.23 | 13.23 | 13.23 | 13.23 | 13.23 | 13.23 | 13.23 | 13.23 | 13.23 | 13.23 | 13.23 | 13.23 | 13.23 | 13.23 | 13.23 | 13.23 | 13.23 | 13.23
3a | of which onshore wind | 0% | 0% | 8.79 | 8.79 | 8.79 | 8.79 | 8.79 | 8.79 | 8.79 | 8.79 | 8.79 | 8.79 | 8.79 | 8.79 | 8.79 | 8.79 | 8.79 | 8.79 | 8.79 | 8.79
3b | of which offshore wind | 0% | 0% | 0.2 | 0.2 | 0.2 | 0.2 | 0.2 | 0.2 | 0.2 | 0.2 | 0.2 | 0.2 | 0.2 | 0.2 | 0.2 | 0.2 | 0.2 | 0.2 | 0.2 | 0.2
3c | of which Solar (PV) | 0% | 0% | 0.46 | 0.46 | 0.46 | 0.46 | 0.46 | 0.46 | 0.46 | 0.46 | 0.46 | 0.46 | 0.46 | 0.46 | 0.46 | 0.46 | 0.46 | 0.46 | 0.46 | 0.46
3d | of which Biomass | 9% | 9% | 3.43 | 3.43 | 3.43 | 3.43 | 3.43 | 3.43 | 3.43 | 3.43 | 3.43 | 3.43 | 3.43 | 3.43 | 3.43 | 3.43 | 3.43 | 3.43 | 3.43 | 3.43
3e | of which other RES (e.g. tidal, wave, geothermal, RES waste, CSP) | 9% | 9% | 0.35 | 0.35 | 0.35 | 0.35 | 0.35 | 0.35 | 0.35 | 0.35 | 0.35 | 0.35 | 0.35 | 0.35 | 0.35 | 0.35 | 0.35 | 0.35 | 0.35 | 0.35
4a | Hydro Run of River and Reservoir | 5% | 5% | 16.3 | 16.3 | 16.3 | 16.3 | 16.3 | 16.3 | 16.3 | 16.3 | 16.3 | 16.3 | 16.3 | 16.3 | 16.3 | 16.3 | 16.3 | 16.3 | 16.3 | 16.3
4b | Hydro pumping | 5% | 5% | 0 | 0 | 0 | 0 | 0 | 0 | 0 | 0 | 0 | 0 | 0 | 0 | 0 | 0 | 0 | 0 | 0 | 0
5 | Other non-RES (e.g. CHP non-renewable, waste non-renewable) | 9% | 9% | 0.18 | 0.18 | 0.18 | 0.18 | 0.18 | 0.18 | 0.18 | 0.18 | 0.18 | 0.18 | 0.18 | 0.18 | 0.18 | 0.18 | 0.18 | 0.18 | 0.18 | 0.18
6 | Total Net generating capacity (6 = 1+2+3+4a+4b+5) |  |  | 42.58 | 42.58 | 42.58 | 42.58 | 42.58 | 42.58 | 42.58 | 42.58 | 42.58 | 42.58 | 42.58 | 42.58 | 42.58 | 42.58 | 42.58 | 42.58 | 42.58 | 42.58
7 | Maintenance & Overhauls (planned outages) |  |  | 2.15 | 2.25 | 1.27 | 0.97 | 0.81 | 1.77 | 1.77 | 0.6 | 1.55 | 3.33 | 3.74 | 2.62 | 1.74 | 2.5 | 3.8 | 2.97 | 2.87 | 1.6
7a | Nuclear Power |  |  | 0.98 | 0.98 | 0 | 0 | 0 | 1.17 | 1.17 | 0 | 0.88 | 2 | 2 | 0.88 | 0 | 1.1 | 2.5 | 2.5 | 2.5 | 1.1
7b | Lignite |  |  | 0 | 0 | 0 | 0 | 0 | 0 | 0 | 0 | 0 | 0 | 0 | 0 | 0 | 0 | 0 | 0 | 0 | 0
7c | Hard Coal |  |  | 0 | 0 | 0 | 0 | 0 | 0 | 0 | 0 | 0 | 0 | 0 | 0 | 0 | 0 | 0 | 0 | 0 | 0
7d | Gas |  |  | 0 | 0 | 0 | 0 | 0 | 0 | 0 | 0 | 0 | 0 | 0 | 0 | 0 | 0 | 0 | 0 | 0 | 0
7e | Oil |  |  | 0 | 0 | 0 | 0 | 0 | 0 | 0 | 0 | 0 | 0 | 0 | 0 | 0 | 0 | 0 | 0 | 0 | 0
7f | Oil Shale |  |  | 0 | 0 | 0 | 0 | 0 | 0 | 0 | 0 | 0 | 0 | 0 | 0 | 0 | 0 | 0 | 0 | 0 | 0
7g | Fossil Peat |  |  | 0 | 0 | 0 | 0 | 0 | 0 | 0 | 0 | 0 | 0 | 0 | 0 | 0 | 0 | 0 | 0 | 0 | 0
7h | Onshore Wind |  |  | 0 | 0 | 0 | 0 | 0 | 0 | 0 | 0 | 0 | 0 | 0 | 0 | 0 | 0 | 0 | 0 | 0 | 0
7i | Offshore Wind |  |  | 0 | 0 | 0 | 0 | 0 | 0 | 0 | 0 | 0 | 0 | 0 | 0 | 0 | 0 | 0 | 0 | 0 | 0
7j | Solar (PV) |  |  | 0 | 0 | 0 | 0 | 0 | 0 | 0 | 0 | 0 | 0 | 0 | 0 | 0 | 0 | 0 | 0 | 0 | 0
7k | Biomass |  |  | 0.32 | 0.32 | 0.32 | 0.32 | 0.32 | 0.32 | 0.32 | 0.32 | 0.32 | 0.32 | 0.32 | 0.32 | 0.32 | 0.32 | 0.19 | 0.19 | 0.19 | 0.19
7l | other RES (apart from hydro, including tidal, wave, geothermal, waste renewable, CSP,…) |  |  | 0 | 0 | 0 | 0 | 0 | 0 | 0 | 0 | 0 | 0 | 0 | 0 | 0 | 0 | 0 | 0 | 0 | 0
7m | Hydro Run of River and Reservoir |  |  | 0.85 | 0.95 | 0.95 | 0.65 | 0.49 | 0.28 | 0.28 | 0.28 | 0.35 | 1.01 | 1.42 | 1.42 | 1.42 | 1.08 | 1.11 | 0.28 | 0.18 | 0.31
7n | Hydro pumping |  |  | 0 | 0 | 0 | 0 | 0 | 0 | 0 | 0 | 0 | 0 | 0 | 0 | 0 | 0 | 0 | 0 | 0 | 0
7o | Other non-RES (incl. not clearly identifiable energy sources) |  |  | 0 | 0 | 0 | 0 | 0 | 0 | 0 | 0 | 0 | 0 | 0 | 0 | 0 | 0 | 0 | 0 | 0 | 0
PART B : DATA FOR NORMAL CONDITIONS
8 | Non-usable capacity at reference point (all power stations including mothballed, authorization & technical & legal constraints, energy source unavailability etc. ) |  |  | 11.9444 | 11.9551 | 12.0116 | 12.0451 | 12.0859 | 12.0706 | 12.1239 | 12.2016 | 12.2277 | 12.2838 | 12.2725 | 12.1416 | 12.0066 | 11.9014 | 11.7709 | 11.6766 | 11.6341 | 11.5591
8a | of which nuclear |  |  | 0 | 0 | 0 | 0 | 0 | 0 | 0 | 0 | 0 | 0 | 0 | 0 | 0 | 0 | 0 | 0 | 0 | 0
8b | of which Lignite
8c | of which Hard Coal
8d | of which Gas |  |  | 0.45 | 0.45 | 0.45 | 0.45 | 0.45 | 0.45 | 0.45 | 0.45 | 0.45 | 0.45 | 0.45 | 0.45 | 0.45 | 0.45 | 0.45 | 0.45 | 0.45 | 0.45
8e | of which Oil |  |  | 0.52 | 0.52 | 0.52 | 0.52 | 0.52 | 0.52 | 0.52 | 0.52 | 0.52 | 0.52 | 0.52 | 0.52 | 0.52 | 0.52 | 0.52 | 0.52 | 0.52 | 0.52
8f | of which Oil Shale
8g | of which Fossil Peat
8h | of which onshore wind |  |  | 6.9466 | 6.9594 | 7.016 | 7.0489 | 7.0894 | 7.0737 | 7.1244 | 7.1963 | 7.2179 | 7.2667 | 7.2494 | 7.1129 | 6.9718 | 6.8608 | 6.7235 | 6.6218 | 6.5749 | 6.4993
8i | of which offshore wind |  |  | 0.14757 | 0.14802 | 0.15007 | 0.15169 | 0.15252 | 0.1523 | 0.15332 | 0.15621 | 0.1568 | 0.15844 | 0.15839 | 0.15541 | 0.15285 | 0.1498 | 0.14702 | 0.14493 | 0.14147 | 0.13771
8j | of which Solar |  |  | 0.38629 | 0.38366 | 0.38157 | 0.3805 | 0.38003 | 0.38059 | 0.38209 | 0.38518 | 0.38902 | 0.39464 | 0.40069 | 0.40929 | 0.41795 | 0.4268 | 0.43631 | 0.44582 | 0.45372 | 0.45809
8k | of which Biomass |  |  | 0.5145 | 0.5145 | 0.5145 | 0.5145 | 0.5145 | 0.5145 | 0.5145 | 0.5145 | 0.5145 | 0.5145 | 0.5145 | 0.5145 | 0.5145 | 0.5145 | 0.5145 | 0.5145 | 0.5145 | 0.5145
8l | of which other RES (apart from hydro) |  |  | 0.0525 | 0.0525 | 0.0525 | 0.0525 | 0.0525 | 0.0525 | 0.0525 | 0.0525 | 0.0525 | 0.0525 | 0.0525 | 0.0525 | 0.0525 | 0.0525 | 0.0525 | 0.0525 | 0.0525 | 0.0525
8m | Hydro Run of River and Reservoir |  |  | 2.9 | 2.9 | 2.9 | 2.9 | 2.9 | 2.9 | 2.9 | 2.9 | 2.9 | 2.9 | 2.9 | 2.9 | 2.9 | 2.9 | 2.9 | 2.9 | 2.9 | 2.9
8n | Hydro pumping
8o | of which other non-RES (incl. not clearly identifiable energy sources) |  |  | 0.027 | 0.027 | 0.027 | 0.027 | 0.027 | 0.027 | 0.027 | 0.027 | 0.027 | 0.027 | 0.027 | 0.027 | 0.027 | 0.027 | 0.027 | 0.027 | 0.027 | 0.027
9 | Available capacity (9 = 6 - (7 + 8)) |  |  | 28.4856 | 28.3749 | 29.2984 | 29.5649 | 29.6841 | 28.7394 | 28.6861 | 29.7784 | 28.8023 | 26.9662 | 26.5675 | 27.8184 | 28.8334 | 28.1786 | 27.0091 | 27.9334 | 28.0759 | 29.4209
10 | Outages: average expected value (all power stations) |  |  | 1.5722 | 1.5672 | 1.6162 | 1.6312 | 1.6392 | 1.5912 | 1.5912 | 1.6497 | 1.6022 | 1.5132 | 1.4927 | 1.5487 | 1.5927 | 1.5547 | 1.4949 | 1.5364 | 1.5414 | 1.6049
11 | System services reserve (one hour ahead of real time) |  |  | 1.35 | 1.35 | 1.35 | 1.35 | 1.35 | 1.35 | 1.35 | 1.35 | 1.35 | 1.35 | 1.35 | 1.35 | 1.35 | 1.35 | 1.35 | 1.35 | 1.35 | 1.35
12 | Reliably available capacity (12 = 9 - (10 + 11)) |  |  | 25.5633 | 25.4577 | 26.3322 | 26.5836 | 26.6948 | 25.7981 | 25.7449 | 26.7786 | 25.85 | 24.103 | 23.7248 | 24.9197 | 25.8906 | 25.2738 | 24.1642 | 25.047 | 25.1845 | 26.466
13 | Demand at reference point in time |  |  | 13.2302 | 13.3277 | 12.9706 | 13.1043 | 13.0695 | 12.593 | 12.2126 | 11.476 | 11.2264 | 11.5777 | 12.186 | 12.9783 | 13.1685 | 13.9938 | 14.3574 | 14.317 | 14.063 | 15.2727
13b | Population average daily (24h) temperature (degrees Celsius) |  |  | 12.619 | 13.6243 | 14.5258 | 15.3082 | 15.9585 | 16.4661 | 16.8231 | 17.0243 | 17.0673 | 16.9525 | 16.6831 | 16.2651 | 15.7068 | 15.0193 | 14.2156 | 13.3109 | 12.322 | 11.267
14a | Load reduction / demand side response available at reference point in time |  |  | 0 | 0 | 0 | 0 | 0 | 0 | 0 | 0 | 0 | 0 | 0 | 0 | 0 | 0 | 0 | 0 | 0 | 0
14b | Strategic reserves available at reference point in time |  |  | 0 | 0 | 0 | 0 | 0 | 0 | 0 | 0 | 0 | 0 | 0 | 0 | 0 | 0 | 0 | 0 | 0 | 0
15 | Net weekly load at reference point in time (15 = 13-14a) |  |  | 13.2302 | 13.3277 | 12.9706 | 13.1043 | 13.0695 | 12.593 | 12.2126 | 11.476 | 11.2264 | 11.5777 | 12.186 | 12.9783 | 13.1685 | 13.9938 | 14.3574 | 14.317 | 14.063 | 15.2727
16 | Remaining capacity at reference point in time (16 = 12- 15) |  |  | 12.3331 | 12.13 | 13.3615 | 13.4793 | 13.6253 | 13.2051 | 13.5323 | 15.3026 | 14.6236 | 12.5253 | 11.5388 | 11.9414 | 12.7222 | 11.2801 | 9.8068 | 10.73 | 11.1215 | 11.1933
B1 | Weekly peak load (unrestricted reference point in time) |  |  | 13.4737 | 13.6029 | 13.2833 | 13.3814 | 13.4374 | 12.9254 | 12.5663 | 11.7508 | 11.5794 | 11.9353 | 12.4938 | 13.0975 | 13.2286 | 13.9938 | 14.3574 | 14.506 | 14.2617 | 15.7712
B2 | Daily hour of expected weekly peak load (CET for winter, but CEST for last week; CEST for summer) |  |  | 18:00 | 18:00 | 18:00 | 18:00 | 18:00 | 18:00 | 18:00 | 18:00 | 18:00 | 18:00 | 18:00 | 18:00 | 18:00 | 18:00 | 18:00 | 18:00 | 18:00 | 18:00
.
PART C : DATA FOR SEVERE CONDITIONS
17 | Non-usable capacity at reference point (all power stations including mothballed, authorization & technical & legal constraints, energy source unavailability etc. ) |  |  | 13.4014 | 13.4108 | 13.4787 | 13.4854 | 13.4989 | 13.4795 | 13.4911 | 13.5331 | 13.5477 | 13.5772 | 13.5875 | 13.5705 | 13.552 | 13.5339 | 13.4943 | 13.4624 | 13.489 | 13.4631
17a | of which nuclear |  |  | 0 | 0 | 0 | 0 | 0 | 0 | 0 | 0 | 0 | 0 | 0 | 0 | 0 | 0 | 0 | 0 | 0 | 0
17b | of which Lignite
17c | of which Hard Coal
17d | of which Gas |  |  | 0.45 | 0.45 | 0.45 | 0.45 | 0.45 | 0.45 | 0.45 | 0.45 | 0.45 | 0.45 | 0.45 | 0.45 | 0.45 | 0.45 | 0.45 | 0.45 | 0.45 | 0.45
17e | of which Oil |  |  | 0.52 | 0.52 | 0.52 | 0.52 | 0.52 | 0.52 | 0.52 | 0.52 | 0.52 | 0.52 | 0.52 | 0.52 | 0.52 | 0.52 | 0.52 | 0.52 | 0.52 | 0.52
17f | of which Oil Shale
17g | of which Fossil Peat
17h | of which onshore wind |  |  | 8.3455 | 8.3557 | 8.4247 | 8.4327 | 8.4455 | 8.4271 | 8.4357 | 8.4736 | 8.4845 | 8.5075 | 8.5093 | 8.4851 | 8.4583 | 8.4319 | 8.3855 | 8.3495 | 8.374 | 8.3482
17i | of which offshore wind |  |  | 0.18964 | 0.19056 | 0.19177 | 0.19204 | 0.19262 | 0.19237 | 0.19219 | 0.19273 | 0.19326 | 0.19393 | 0.19414 | 0.19381 | 0.1937 | 0.19306 | 0.19215 | 0.19134 | 0.19135 | 0.19097
17j | of which Solar |  |  | 0.40224 | 0.40057 | 0.39823 | 0.39665 | 0.3968 | 0.3961 | 0.39925 | 0.40272 | 0.406 | 0.4118 | 0.42007 | 0.42763 | 0.43598 | 0.44489 | 0.45268 | 0.45758 | 0.45963 | 0.45999
17k | of which Biomass |  |  | 0.5145 | 0.5145 | 0.5145 | 0.5145 | 0.5145 | 0.5145 | 0.5145 | 0.5145 | 0.5145 | 0.5145 | 0.5145 | 0.5145 | 0.5145 | 0.5145 | 0.5145 | 0.5145 | 0.5145 | 0.5145
17l | of which other RES (apart from hydro) |  |  | 0.0525 | 0.0525 | 0.0525 | 0.0525 | 0.0525 | 0.0525 | 0.0525 | 0.0525 | 0.0525 | 0.0525 | 0.0525 | 0.0525 | 0.0525 | 0.0525 | 0.0525 | 0.0525 | 0.0525 | 0.0525
17m | Hydro Run of River and Reservoir |  |  | 2.9 | 2.9 | 2.9 | 2.9 | 2.9 | 2.9 | 2.9 | 2.9 | 2.9 | 2.9 | 2.9 | 2.9 | 2.9 | 2.9 | 2.9 | 2.9 | 2.9 | 2.9
17n | Hydro pumping
17o | of which other non-RES (incl. not clearly identifiable energy sources) |  |  | 0.027 | 0.027 | 0.027 | 0.027 | 0.027 | 0.027 | 0.027 | 0.027 | 0.027 | 0.027 | 0.027 | 0.027 | 0.027 | 0.027 | 0.027 | 0.027 | 0.027 | 0.027
18 | Available capacity (18 = 6 - (7 + 17)) |  |  | 27.0286 | 26.9192 | 27.8313 | 28.1246 | 28.2711 | 27.3305 | 27.3189 | 28.4469 | 27.4823 | 25.6728 | 25.2525 | 26.3895 | 27.288 | 26.5461 | 25.2857 | 26.1476 | 26.221 | 27.5169
19 | Outages: average expected value (all power stations) under SEVERE conditions |  |  | 1.5722 | 1.5672 | 1.6162 | 1.6312 | 1.6392 | 1.5912 | 1.5912 | 1.6497 | 1.6022 | 1.5132 | 1.4927 | 1.5487 | 1.5927 | 1.5547 | 1.4949 | 1.5364 | 1.5414 | 1.6049
20 | System services reserve (one hour ahead of real time) under SEVERE conditions |  |  | 1.35 | 1.35 | 1.35 | 1.35 | 1.35 | 1.35 | 1.35 | 1.35 | 1.35 | 1.35 | 1.35 | 1.35 | 1.35 | 1.35 | 1.35 | 1.35 | 1.35 | 1.35
21 | Reliably available capacity under SEVERE conditions (21 = 18 - (19 + 20)) |  |  | 24.1064 | 24.0019 | 24.865 | 25.1434 | 25.2819 | 24.3892 | 24.3776 | 25.4472 | 24.53 | 22.8095 | 22.4098 | 23.4907 | 24.3453 | 23.6414 | 22.4408 | 23.2612 | 23.3295 | 24.5619
22 | Demand at reference point in time under SEVERE conditions (one in 20 year) |  |  | 13.8917 | 13.9941 | 13.6191 | 13.7596 | 13.723 | 13.2227 | 12.8232 | 12.0498 | 11.7877 | 12.1566 | 12.7953 | 13.6272 | 13.8269 | 14.6935 | 15.0753 | 15.0328 | 14.7661 | 16.0363
23a | Load reduction / demand side response available at reference point in time under SEVERE conditions |  |  | 0 | 0 | 0 | 0 | 0 | 0 | 0 | 0 | 0 | 0 | 0 | 0 | 0 | 0 | 0 | 0 | 0 | 0
23b | Strategic reserves available at reference point in time under SEVERE conditions |  |  | 0 | 0 | 0 | 0 | 0 | 0 | 0 | 0 | 0 | 0 | 0 | 0 | 0 | 0 | 0 | 0 | 0 | 0
24 | Net weekly peak load for SEVERE conditions (24 = 22-23a) |  |  | 13.8917 | 13.9941 | 13.6191 | 13.7596 | 13.723 | 13.2227 | 12.8232 | 12.0498 | 11.7877 | 12.1566 | 12.7953 | 13.6272 | 13.8269 | 14.6935 | 15.0753 | 15.0328 | 14.7661 | 16.0363
25 | Remaining capacity for SEVERE conditions (25 = 21-24) |  |  | 10.2147 | 10.0078 | 11.2459 | 11.3838 | 11.5589 | 11.1666 | 11.5544 | 13.3973 | 12.7423 | 10.6529 | 9.6145 | 9.8635 | 10.5184 | 8.9479 | 7.3655 | 8.2284 | 8.5634 | 8.5256
C1 | Weekly peak load under SEVERE conditions (unrestricted reference point in time) |  |  | 14.1474 | 14.283 | 13.9475 | 14.0505 | 14.1093 | 13.5717 | 13.1946 | 12.3383 | 12.1584 | 12.5321 | 13.1185 | 13.7524 | 13.89 | 14.6935 | 15.0753 | 15.2313 | 14.9747 | 16.5598
C2 | Daily hour of expected weekly peak load (CET for winter, but CEST for last week; CEST for summer) |  |  | 18:00 | 18:00 | 18:00 | 18:00 | 18:00 | 18:00 | 18:00 | 18:00 | 18:00 | 18:00 | 18:00 | 18:00 | 18:00 | 18:00 | 18:00 | 18:00 | 18:00 | 18:00
PART D: ADDITIONAL INFORMATION FOR INTERCONNECTORS (at synchronous peak)
31 | Simultaneous importable capacity |  | From | 8.855 | 8.855 | 8.555 | 8.555 | 9.355 | 9.8 | 9.75 | 8.95 | 9.505 | 10.35 | 9.955 | 8.655 | 8.655 | 9.405 | 7.015 | 6.215 | 6.315 | 6.815
32 | Simultaneous exportable capacity |  | To | 9.295 | 9.295 | 9.295 | 9.295 | 9.495 | 9.495 | 9.89 | 9.145 | 9.61 | 10.59 | 9.755 | 8.755 | 8.855 | 8.695 | 7.265 | 6.265 | 6.165 | 6.015
| The off-peak dates are related to Sunday of each week |  |  | 2019-06-02 | 2019-06-09 | 2019-06-16 | 2019-06-23 | 2019-06-30 | 2019-07-07 | 2019-07-14 | 2019-07-21 | 2019-07-28 | 2019-08-04 | 2019-08-11 | 2019-08-18 | 2019-08-25 | 2019-09-01 | 2019-09-08 | 2019-09-15 | 2019-09-22 | 2019-09-29
| WEEK |  |  | 22 | 23 | 24 | 25 | 26 | 27 | 28 | 29 | 30 | 31 | 32 | 33 | 34 | 35 | 36 | 37 | 38 | 39
| Time (CET for winter, but CEST for last week of winter; CEST for summer) |  |  | 5:00 | 5:00 | 5:00 | 5:00 | 5:00 | 5:00 | 5:00 | 5:00 | 5:00 | 5:00 | 5:00 | 5:00 | 5:00 | 5:00 | 5:00 | 5:00 | 5:00 | 5:00
PART E: ADDITIONAL INFORMATION FOR NIGHT MIN DEMAND CONDITIONS
33 | Weekly Minimum Demand (overnight valley minimum) |  |  | 10.9181 | 11.0132 | 10.8017 | 10.684 | 10.7091 | 10.3632 | 9.8096 | 9.5049 | 9.5643 | 10.0608 | 10.808 | 11.0614 | 11.1925 | 11.2566 | 11.3602 | 11.5839 | 11.9889 | 12.2842
34 | Must Run Generation (excluding wind/run of river) |  |  | 6.8558 | 7.5878 | 7.5851 | 6.651 | 6.1975 | 7.1349 | 7.1238 | 7.1034 | 7.0899 | 6.9893 | 6.986 | 5.7204 | 4.9396 | 3.975 | 4.0333 | 4.0542 | 5.1101 | 6.0351
35 | Run of river generation (Must Run) |  |  | 2.1146 | 2.0289 | 1.9378 | 1.9081 | 1.9282 | 1.8863 | 1.9121 | 1.9127 | 1.8733 | 1.8055 | 1.741 | 1.7555 | 1.7532 | 1.7242 | 1.7035 | 1.6976 | 1.694 | 1.6752
36 | Downward balancing reserves (FCR, FRR) |  |  | 0 | 0 | 0 | 0 | 0 | 0 | 0 | 0 | 0 | 0 | 0 | 0 | 0 | 0 | 0 | 0 | 0 | 0
37 | Pumping Storage Capacity available (Power) |  |  | 0 | 0 | 0 | 0 | 0 | 0 | 0 | 0 | 0 | 0 | 0 | 0 | 0 | 0 | 0 | 0 | 0 | 0
38a | Highest expected onshore wind generation running |  |  | 4.4169 | 4.4178 | 4.4501 | 4.2713 | 4.2988 | 4.3229 | 4.2461 | 4.2346 | 4.1494 | 3.9375 | 3.783 | 3.9576 | 4.2902 | 4.7132 | 4.8852 | 5.0961 | 5.3174 | 5.456
38b | Highest expected offshore wind generation running |  |  | 0.12959 | 0.12777 | 0.12622 | 0.12215 | 0.12288 | 0.12028 | 0.11819 | 0.11901 | 0.11536 | 0.11678 | 0.11669 | 0.12188 | 0.12716 | 0.13257 | 0.13523 | 0.13565 | 0.14156 | 0.14195
39 | DOWNWARD REGULATION CAPABILITIES: 39 = (33+37)-(34+35+36+38a+38b)) |  |  | -2.5987 | -3.1491 | -3.2975 | -2.2686 | -1.8383 | -3.1012 | -3.5905 | -3.8649 | -3.6637 | -2.7883 | -1.8187 | -0.49397 | 0.082356 | 0.7116 | 0.60295 | 0.6004 | -0.2743 | -1.0241
PART Ebis: ADDITIONAL INFORMATION FOR INTERCONNECTORS
Transportable capacity at night minimum demand conditions (high wind conditions)
40 | Simultaneous importable capacity |  | From | 8.855 | 8.855 | 8.555 | 9.455 | 9.355 | 10.35 | 9.75 | 9.65 | 10.35 | 10.35 | 9.955 | 8.655 | 8.655 | 9.555 | 7.665 | 6.265 | 6.815 | 8.46
41 | Simultaneous exportable capacity |  | To | 9.295 | 9.295 | 9.295 | 9.495 | 9.495 | 10.59 | 9.89 | 10.59 | 10.59 | 10.59 | 9.755 | 8.955 | 8.915 | 9.795 | 7.865 | 6.565 | 6.665 | 5.665
| Time (CET for winter, but CEST for last week of winter; CEST for summer) |  |  | 11:00 | 11:00 | 11:00 | 11:00 | 11:00 | 11:00 | 11:00 | 11:00 | 11:00 | 11:00 | 11:00 | 11:00 | 11:00 | 11:00 | 11:00 | 11:00 | 11:00 | 11:00
PART F: ADDITIONAL INFORMATION FOR DAYTIME MIN DEMAND CONDITIONS
42 | Weekly Minimum Daytime Demand (Sunday low peak + solar) |  |  | 12.1628 | 12.2696 | 12.0345 | 11.899 | 11.9216 | 11.5459 | 10.9379 | 10.6008 | 10.6638 | 11.2135 | 12.0423 | 12.3185 | 12.4658 | 12.5399 | 12.6599 | 12.9235 | 13.3861 | 13.7317
43 | Must Run Generation (excluding wind/PV/run of river) |  |  | 6.8664 | 7.5748 | 7.5798 | 6.6365 | 6.1891 | 7.1378 | 7.1286 | 7.0992 | 7.0897 | 6.9825 | 6.9883 | 5.7131 | 4.943 | 3.9723 | 4.0259 | 4.0472 | 5.1176 | 6.0232
44 | Run of river generation (Must Run) |  |  | 2.1146 | 2.0289 | 1.9378 | 1.9081 | 1.9282 | 1.8863 | 1.9121 | 1.9127 | 1.8733 | 1.8055 | 1.741 | 1.7555 | 1.7532 | 1.7242 | 1.7035 | 1.6976 | 1.694 | 1.6752
45 | Downward balancing reserves (FCR, FRR) |  |  | 0 | 0 | 0 | 0 | 0 | 0 | 0 | 0 | 0 | 0 | 0 | 0 | 0 | 0 | 0 | 0 | 0 | 0
46 | Pumping Storage Capacity available (Power) |  |  | 0 | 0 | 0 | 0 | 0 | 0 | 0 | 0 | 0 | 0 | 0 | 0 | 0 | 0 | 0 | 0 | 0 | 0
47a | Highest expected onshore wind generation running |  |  | 4.7211 | 4.7177 | 4.6127 | 4.5072 | 4.504 | 4.398 | 4.3562 | 4.333 | 4.1435 | 4.019 | 3.9588 | 4.1764 | 4.6301 | 4.9096 | 5.2106 | 5.4339 | 5.6941 | 5.7611
47b | Highest expected offshore wind generation running |  |  | 0.12361 | 0.1211 | 0.11875 | 0.11467 | 0.11346 | 0.11109 | 0.10954 | 0.11213 | 0.11287 | 0.11468 | 0.11485 | 0.11822 | 0.12391 | 0.13066 | 0.135 | 0.13561 | 0.13935 | 0.13939
48 | Highest expected solar PV running |  |  | 0.2588 | 0.25706 | 0.25543 | 0.25254 | 0.25025 | 0.24852 | 0.24359 | 0.24079 | 0.23606 | 0.23304 | 0.22854 | 0.2241 | 0.21488 | 0.20865 | 0.20004 | 0.18941 | 0.17777 | 0.16448
49 | DOWNWARD REGULATION CAPABILITIES: 49 = (42+46)-(43+44+45+47a+47b+48a+48b) |  |  | -1.9218 | -2.4301 | -2.4699 | -1.52 | -1.0634 | -2.2359 | -2.8122 | -3.0971 | -2.7917 | -1.9413 | -0.98924 | 0.33116 | 0.80069 | 1.5944 | 1.3849 | 1.4197 | 0.56325 | -0.031705
PART Fbis: ADDITIONAL INFORMATION FOR INTERCONNECTORS
Transportable capacity at daytime minimum demand conditions (high wind and high solar conditions)
50 | Simultaneous importable capacity |  | From | 8.855 | 8.855 | 8.555 | 9.455 | 9.355 | 10.35 | 9.75 | 9.65 | 10.35 | 10.35 | 9.955 | 8.655 | 8.655 | 9.555 | 7.665 | 6.265 | 6.815 | 8.46
51 | Simultaneous exportable capacity |  | To | 9.295 | 9.295 | 9.295 | 9.495 | 9.495 | 10.59 | 9.89 | 10.59 | 10.59 | 10.59 | 9.755 | 8.955 | 8.915 | 9.795 | 7.865 | 6.565 | 6.665 | 5.665

## RS
Summer Outlook Report 2019
| Power Data (all entries are assumed to be >0) |  |  | Countrycode: |  | RS | [6 empty] | Heating if temperature below: | 20.548 |  |  |  | Cooling if temperature above: | 25.548
| (Net values in GW, at a synchronous time every week) |  |  | Countryname: |  | Serbia | [6 empty] | Heating saturation temperature: | -1 |  |  |  | Cooling saturation temperature: | not detected
[13 empty] | Temperature sensitivity in heating [MW/ ͦC] | -128.9933 |  |  |  | Temperature sensitivity in cooling [MW/ ͦC] | 105.8505
| The peak dates are related to Wednesday of each week |  |  | 2019-05-29 | 2019-06-05 | 2019-06-12 | 2019-06-19 | 2019-06-26 | 2019-07-03 | 2019-07-10 | 2019-07-17 | 2019-07-24 | 2019-07-31 | 2019-08-07 | 2019-08-14 | 2019-08-21 | 2019-08-28 | 2019-09-04 | 2019-09-11 | 2019-09-18 | 2019-09-25
| WEEK |  |  | 22 | 23 | 24 | 25 | 26 | 27 | 28 | 29 | 30 | 31 | 32 | 33 | 34 | 35 | 36 | 37 | 38 | 39
| Time (CET for winter, but CEST last week; CEST for summer) |  |  | 19:00 | 19:00 | 19:00 | 19:00 | 19:00 | 19:00 | 19:00 | 19:00 | 19:00 | 19:00 | 19:00 | 19:00 | 19:00 | 19:00 | 19:00 | 19:00 | 19:00 | 19:00
Line | PART A : INDIGENOUS NATIONAL GENERATION | Severe conditions Average Forced Outage Rate | Normal conditions Average Forced Outage Rate
Net generating capacity:
1 | Nuclear Power | 5% | 5% | 0 | 0 | 0 | 0 | 0 | 0 | 0 | 0 | 0 | 0 | 0 | 0 | 0 | 0 | 0 | 0 | 0 | 0
2 | Fossil Fuels |  |  | 5.522 | 5.522 | 5.522 | 5.522 | 5.522 | 5.522 | 5.522 | 5.522 | 5.522 | 5.522 | 5.522 | 5.522 | 5.522 | 5.522 | 5.522 | 5.522 | 5.522 | 5.522
2a | of which Lignite | 9% | 9% | 5.314 | 5.314 | 5.314 | 5.314 | 5.314 | 5.314 | 5.314 | 5.314 | 5.314 | 5.314 | 5.314 | 5.314 | 5.314 | 5.314 | 5.314 | 5.314 | 5.314 | 5.314
2b | of which Hard Coal | 9% | 9% | 0 | 0 | 0 | 0 | 0 | 0 | 0 | 0 | 0 | 0 | 0 | 0 | 0 | 0 | 0 | 0 | 0 | 0
2c | of which Gas | 7% | 7% | 0.208 | 0.208 | 0.208 | 0.208 | 0.208 | 0.208 | 0.208 | 0.208 | 0.208 | 0.208 | 0.208 | 0.208 | 0.208 | 0.208 | 0.208 | 0.208 | 0.208 | 0.208
2d | of which Oil | 9% | 9% | 0 | 0 | 0 | 0 | 0 | 0 | 0 | 0 | 0 | 0 | 0 | 0 | 0 | 0 | 0 | 0 | 0 | 0
2e | of which Oil Shale | 8.75% | 8.75% | 0 | 0 | 0 | 0 | 0 | 0 | 0 | 0 | 0 | 0 | 0 | 0 | 0 | 0 | 0 | 0 | 0 | 0
2f | of which Fossil Peat | 8.75% | 8.75% | 0 | 0 | 0 | 0 | 0 | 0 | 0 | 0 | 0 | 0 | 0 | 0 | 0 | 0 | 0 | 0 | 0 | 0
3 | Renewable Energy Sources (other than hydro) |  |  | 0.37396 | 0.37396 | 0.37396 | 0.37396 | 0.37396 | 0.37396 | 0.37396 | 0.37396 | 0.37396 | 0.37396 | 0.37396 | 0.37396 | 0.37396 | 0.37396 | 0.37396 | 0.37396 | 0.37396 | 0.37396
3a | of which onshore wind | 0% | 0% | 0.37396 | 0.37396 | 0.37396 | 0.37396 | 0.37396 | 0.37396 | 0.37396 | 0.37396 | 0.37396 | 0.37396 | 0.37396 | 0.37396 | 0.37396 | 0.37396 | 0.37396 | 0.37396 | 0.37396 | 0.37396
3b | of which offshore wind | 0% | 0% | 0 | 0 | 0 | 0 | 0 | 0 | 0 | 0 | 0 | 0 | 0 | 0 | 0 | 0 | 0 | 0 | 0 | 0
3c | of which Solar (PV) | 0% | 0% | 0 | 0 | 0 | 0 | 0 | 0 | 0 | 0 | 0 | 0 | 0 | 0 | 0 | 0 | 0 | 0 | 0 | 0
3d | of which Biomass | 0% | 0% | 0 | 0 | 0 | 0 | 0 | 0 | 0 | 0 | 0 | 0 | 0 | 0 | 0 | 0 | 0 | 0 | 0 | 0
3e | of which other RES (e.g. tidal, wave, geothermal, RES waste, CSP) | 0% | 0% | 0 | 0 | 0 | 0 | 0 | 0 | 0 | 0 | 0 | 0 | 0 | 0 | 0 | 0 | 0 | 0 | 0 | 0
4a | Hydro Run of River and Reservoir | 0% | 0% | 2.3906 | 2.3906 | 2.3906 | 2.3906 | 2.3906 | 2.3906 | 2.3906 | 2.3906 | 2.3906 | 2.3906 | 2.3906 | 2.3906 | 2.3906 | 2.3906 | 2.3906 | 2.3906 | 2.3906 | 2.3906
4b | Hydro pumping | 0% | 0% | 0.614 | 0.614 | 0.614 | 0.614 | 0.614 | 0.614 | 0.614 | 0.614 | 0.614 | 0.614 | 0.614 | 0.614 | 0.614 | 0.614 | 0.614 | 0.614 | 0.614 | 0.614
5 | Other non-RES (e.g. CHP non-renewable, waste non-renewable) | 0% | 0% | 0 | 0 | 0 | 0 | 0 | 0 | 0 | 0 | 0 | 0 | 0 | 0 | 0 | 0 | 0 | 0 | 0 | 0
6 | Total Net generating capacity (6 = 1+2+3+4a+4b+5) |  |  | 8.9006 | 8.9006 | 8.9006 | 8.9006 | 8.9006 | 8.9006 | 8.9006 | 8.9006 | 8.9006 | 8.9006 | 8.9006 | 8.9006 | 8.9006 | 8.9006 | 8.9006 | 8.9006 | 8.9006 | 8.9006
7 | Maintenance & Overhauls (planned outages) |  |  | 1.7343 | 1.5843 | 1.5303 | 1.6073 | 1.7473 | 1.7383 | 1.7923 | 1.0293 | 1.0293 | 1.0293 | 1.7541 | 1.2677 | 1.3507 | 1.2967 | 1.1269 | 1.3171 | 1.3187 | 1.3787
7a | Nuclear Power |  |  | 0 | 0 | 0 | 0 | 0 | 0 | 0 | 0 | 0 | 0 | 0 | 0 | 0 | 0 | 0 | 0 | 0 | 0
7b | Lignite |  |  | 1.283 | 1.136 | 0.826 | 0.914 | 0.798 | 1.204 | 1.204 | 0.697 | 0.697 | 0.697 | 1.193 | 0.697 | 0.597 | 0.597 | 0.507 | 0.507 | 0.507 | 0.507
7c | Hard Coal |  |  | 0 | 0 | 0 | 0 | 0 | 0 | 0 | 0 | 0 | 0 | 0 | 0 | 0 | 0 | 0 | 0 | 0 | 0
7d | Gas |  |  | 0.1 | 0.108 | 0.108 | 0.108 | 0.108 | 0 | 0 | 0 | 0 | 0 | 0 | 0 | 0 | 0 | 0 | 0 | 0 | 0
7e | Oil |  |  | 0 | 0 | 0 | 0 | 0 | 0 | 0 | 0 | 0 | 0 | 0 | 0 | 0 | 0 | 0 | 0 | 0 | 0
7f | Oil Shale |  |  | 0 | 0 | 0 | 0 | 0 | 0 | 0 | 0 | 0 | 0 | 0 | 0 | 0 | 0 | 0 | 0 | 0 | 0
7g | Fossil Peat |  |  | 0 | 0 | 0 | 0 | 0 | 0 | 0 | 0 | 0 | 0 | 0 | 0 | 0 | 0 | 0 | 0 | 0 | 0
7h | Onshore Wind |  |  | 0 | 0 | 0 | 0 | 0 | 0 | 0 | 0 | 0 | 0 | 0 | 0 | 0 | 0 | 0 | 0 | 0 | 0
7i | Offshore Wind |  |  | 0 | 0 | 0 | 0 | 0 | 0 | 0 | 0 | 0 | 0 | 0 | 0 | 0 | 0 | 0 | 0 | 0 | 0
7j | Solar (PV) |  |  | 0 | 0 | 0 | 0 | 0 | 0 | 0 | 0 | 0 | 0 | 0 | 0 | 0 | 0 | 0 | 0 | 0 | 0
7k | Biomass |  |  | 0 | 0 | 0 | 0 | 0 | 0 | 0 | 0 | 0 | 0 | 0 | 0 | 0 | 0 | 0 | 0 | 0 | 0
7l | other RES (apart from hydro, including tidal, wave, geothermal, waste renewable, CSP,…) |  |  | 0 | 0 | 0 | 0 | 0 | 0 | 0 | 0 | 0 | 0 | 0 | 0 | 0 | 0 | 0 | 0 | 0 | 0
7m | Hydro Run of River and Reservoir |  |  | 0.3513 | 0.3403 | 0.2893 | 0.2783 | 0.2273 | 0.2273 | 0.2813 | 0.3323 | 0.3323 | 0.3323 | 0.5611 | 0.5707 | 0.75367 | 0.69967 | 0.61987 | 0.81007 | 0.81167 | 0.87172
7n | Hydro pumping |  |  | 0 | 0 | 0.307 | 0.307 | 0.614 | 0.307 | 0.307 | 0 | 0 | 0 | 0 | 0 | 0 | 0 | 0 | 0 | 0 | 0
7o | Other non-RES (incl. not clearly identifiable energy sources) |  |  | 0 | 0 | 0 | 0 | 0 | 0 | 0 | 0 | 0 | 0 | 0 | 0 | 0 | 0 | 0 | 0 | 0 | 0
PART B : DATA FOR NORMAL CONDITIONS
8 | Non-usable capacity at reference point (all power stations including mothballed, authorization & technical & legal constraints, energy source unavailability etc. ) |  |  | 0.64297 | 0.61426 | 0.61424 | 0.62638 | 0.63159 | 0.74028 | 0.74243 | 0.74264 | 0.74352 | 0.74463 | 0.74473 | 0.74401 | 0.76175 | 0.75909 | 0.75527 | 0.75151 | 0.74913 | 0.74743
8a | of which nuclear
8b | of which Lignite |  |  | 0.191 | 0.169 | 0.169 | 0.179 | 0.183 | 0.183 | 0.183 | 0.183 | 0.183 | 0.183 | 0.183 | 0.183 | 0.203 | 0.203 | 0.203 | 0.203 | 0.203 | 0.203
8c | of which Hard Coal
8d | of which Gas |  |  | 0.108 | 0.1 | 0.1 | 0.1 | 0.1 | 0.208 | 0.208 | 0.208 | 0.208 | 0.208 | 0.208 | 0.208 | 0.208 | 0.208 | 0.208 | 0.208 | 0.208 | 0.208
8e | of which Oil
8f | of which Oil Shale
8g | of which Fossil Peat
8h | of which onshore wind |  |  | 0.34397 | 0.34526 | 0.34524 | 0.34738 | 0.34859 | 0.34928 | 0.35143 | 0.35164 | 0.35252 | 0.35363 | 0.35373 | 0.35301 | 0.35075 | 0.34809 | 0.34427 | 0.34051 | 0.33813 | 0.33643
8i | of which offshore wind |  |  | 0 | 0 | 0 | 0 | 0 | 0 | 0 | 0 | 0 | 0 | 0 | 0 | 0 | 0 | 0 | 0 | 0 | 0
8j | of which Solar |  |  | 0 | 0 | 0 | 0 | 0 | 0 | 0 | 0 | 0 | 0 | 0 | 0 | 0 | 0 | 0 | 0 | 0 | 0
8k | of which Biomass
8l | of which other RES (apart from hydro)
8m | Hydro Run of River and Reservoir
8n | Hydro pumping
8o | of which other non-RES (incl. not clearly identifiable energy sources)
9 | Available capacity (9 = 6 - (7 + 8)) |  |  | 6.5233 | 6.702 | 6.756 | 6.6669 | 6.5217 | 6.422 | 6.3658 | 7.1286 | 7.1277 | 7.1266 | 6.4017 | 6.8888 | 6.7881 | 6.8448 | 7.0184 | 6.832 | 6.8327 | 6.7744
10 | Outages: average expected value (all power stations) |  |  | 0.3456 | 0.36081 | 0.38871 | 0.37989 | 0.38997 | 0.35343 | 0.35343 | 0.39906 | 0.39906 | 0.39906 | 0.35442 | 0.39906 | 0.40626 | 0.40626 | 0.41436 | 0.41436 | 0.41436 | 0.41436
11 | System services reserve (one hour ahead of real time) |  |  | 0.125 | 0.125 | 0.125 | 0.125 | 0.125 | 0.125 | 0.125 | 0.125 | 0.125 | 0.125 | 0.125 | 0.125 | 0.125 | 0.125 | 0.125 | 0.125 | 0.125 | 0.125
12 | Reliably available capacity (12 = 9 - (10 + 11)) |  |  | 6.0527 | 6.2162 | 6.2423 | 6.162 | 6.0067 | 5.9435 | 5.8874 | 6.6046 | 6.6037 | 6.6026 | 5.9223 | 6.3648 | 6.2569 | 6.3135 | 6.4791 | 6.2926 | 6.2934 | 6.235
13 | Demand at reference point in time |  |  | 4.3042 | 4.3251 | 4.2848 | 4.2892 | 4.3491 | 4.2528 | 4.3187 | 4.455 | 4.3443 | 4.2437 | 4.3693 | 4.384 | 4.2989 | 4.3847 | 4.3562 | 4.4241 | 4.605 | 4.7526
13b | Population average daily (24h) temperature (degrees Celsius) |  |  | 19.6158 | 20.4536 | 21.1941 | 21.8296 | 22.3532 | 22.7583 | 23.0392 | 23.1909 | 23.2091 | 23.0906 | 22.8331 | 22.4354 | 21.8976 | 21.2215 | 20.4103 | 19.469 | 18.4047 | 17.2269
14a | Load reduction / demand side response available at reference point in time
14b | Strategic reserves available at reference point in time |  |  | 0.1 | 0.1 | 0.1 | 0.1 | 0.1 | 0.1 | 0.1 | 0.1 | 0.1 | 0.1 | 0.1 | 0.1 | 0.1 | 0.1 | 0.1 | 0.1 | 0.1 | 0.1
15 | Net weekly load at reference point in time (15 = 13-14a) |  |  | 4.3042 | 4.3251 | 4.2848 | 4.2892 | 4.3491 | 4.2528 | 4.3187 | 4.455 | 4.3443 | 4.2437 | 4.3693 | 4.384 | 4.2989 | 4.3847 | 4.3562 | 4.4241 | 4.605 | 4.7526
16 | Remaining capacity at reference point in time (16 = 12- 15) |  |  | 1.7485 | 1.8911 | 1.9575 | 1.8728 | 1.6576 | 1.6907 | 1.5687 | 2.1496 | 2.2594 | 2.3589 | 1.553 | 1.9808 | 1.958 | 1.9288 | 2.1228 | 1.8685 | 1.6884 | 1.4824
B1 | Weekly peak load (unrestricted reference point in time) |  |  | 5.0139 | 4.9962 | 4.973 | 4.9616 | 4.9227 | 4.8834 | 4.89 | 5.0006 | 4.9063 | 4.7927 | 4.8969 | 4.9614 | 4.9647 | 5.0688 | 5.119 | 5.1311 | 5.2173 | 5.3553
B2 | Daily hour of expected weekly peak load (CET for winter, but CEST for last week; CEST for summer) |  |  | 22:00 | 22:00 | 22:00 | 22:00 | 22:00 | 22:00 | 22:00 | 22:00 | 22:00 | 22:00 | 22:00 | 21:00 | 21:00 | 21:00 | 21:00 | 21:00 | 21:00 | 20:00
.
PART C : DATA FOR SEVERE CONDITIONS
17 | Non-usable capacity at reference point (all power stations including mothballed, authorization & technical & legal constraints, energy source unavailability etc. ) |  |  | 0.67118 | 0.64119 | 0.64135 | 0.65168 | 0.65565 | 0.76376 | 0.76391 | 0.76388 | 0.7639 | 0.76394 | 0.76382 | 0.76377 | 0.78356 | 0.7833 | 0.78312 | 0.7827 | 0.78253 | 0.78206
17a | of which nuclear
17b | of which Lignite |  |  | 0.191 | 0.169 | 0.169 | 0.179 | 0.183 | 0.183 | 0.183 | 0.183 | 0.183 | 0.183 | 0.183 | 0.183 | 0.203 | 0.203 | 0.203 | 0.203 | 0.203 | 0.203
17c | of which Hard Coal
17d | of which Gas |  |  | 0.108 | 0.1 | 0.1 | 0.1 | 0.1 | 0.208 | 0.208 | 0.208 | 0.208 | 0.208 | 0.208 | 0.208 | 0.208 | 0.208 | 0.208 | 0.208 | 0.208 | 0.208
17e | of which Oil
17f | of which Oil Shale
17g | of which Fossil Peat
17h | of which onshore wind |  |  | 0.37218 | 0.37219 | 0.37235 | 0.37268 | 0.37265 | 0.37276 | 0.37291 | 0.37288 | 0.3729 | 0.37294 | 0.37282 | 0.37277 | 0.37256 | 0.3723 | 0.37212 | 0.3717 | 0.37153 | 0.37106
17i | of which offshore wind |  |  | 0 | 0 | 0 | 0 | 0 | 0 | 0 | 0 | 0 | 0 | 0 | 0 | 0 | 0 | 0 | 0 | 0 | 0
17j | of which Solar |  |  | 0 | 0 | 0 | 0 | 0 | 0 | 0 | 0 | 0 | 0 | 0 | 0 | 0 | 0 | 0 | 0 | 0 | 0
17k | of which Biomass
17l | of which other RES (apart from hydro)
17m | Hydro Run of River and Reservoir
17n | Hydro pumping
17o | of which other non-RES (incl. not clearly identifiable energy sources)
18 | Available capacity (18 = 6 - (7 + 17)) |  |  | 6.4951 | 6.6751 | 6.7289 | 6.6416 | 6.4976 | 6.3985 | 6.3443 | 7.1074 | 7.1074 | 7.1073 | 6.3826 | 6.8691 | 6.7663 | 6.8206 | 6.9906 | 6.8008 | 6.7994 | 6.7398
19 | Outages: average expected value (all power stations) under SEVERE conditions |  |  | 0.3456 | 0.36081 | 0.38871 | 0.37989 | 0.38997 | 0.35343 | 0.35343 | 0.39906 | 0.39906 | 0.39906 | 0.35442 | 0.39906 | 0.40626 | 0.40626 | 0.41436 | 0.41436 | 0.41436 | 0.41436
20 | System services reserve (one hour ahead of real time) under SEVERE conditions |  |  | 0.125 | 0.125 | 0.125 | 0.125 | 0.125 | 0.125 | 0.125 | 0.125 | 0.125 | 0.125 | 0.125 | 0.125 | 0.125 | 0.125 | 0.125 | 0.125 | 0.125 | 0.125
21 | Reliably available capacity under SEVERE conditions (21 = 18 - (19 + 20)) |  |  | 6.0245 | 6.1893 | 6.2152 | 6.1367 | 5.9826 | 5.9201 | 5.8659 | 6.5833 | 6.5833 | 6.5832 | 5.9032 | 6.345 | 6.2351 | 6.2893 | 6.4512 | 6.2614 | 6.26 | 6.2004
22 | Demand at reference point in time under SEVERE conditions (one in 20 year) |  |  | 4.5194 | 4.5414 | 4.4991 | 4.5037 | 4.5665 | 4.4655 | 4.5346 | 4.6777 | 4.5615 | 4.4558 | 4.5878 | 4.6032 | 4.5138 | 4.604 | 4.5741 | 4.6453 | 4.8352 | 4.9903
23a | Load reduction / demand side response available at reference point in time under SEVERE conditions
23b | Strategic reserves available at reference point in time under SEVERE conditions |  |  | 0.1 | 0.1 | 0.1 | 0.1 | 0.1 | 0.1 | 0.1 | 0.1 | 0.1 | 0.1 | 0.1 | 0.1 | 0.1 | 0.1 | 0.1 | 0.1 | 0.1 | 0.1
24 | Net weekly peak load for SEVERE conditions (24 = 22-23a) |  |  | 4.5194 | 4.5414 | 4.4991 | 4.5037 | 4.5665 | 4.4655 | 4.5346 | 4.6777 | 4.5615 | 4.4558 | 4.5878 | 4.6032 | 4.5138 | 4.604 | 4.5741 | 4.6453 | 4.8352 | 4.9903
25 | Remaining capacity for SEVERE conditions (25 = 21-24) |  |  | 1.5051 | 1.6479 | 1.7161 | 1.633 | 1.4161 | 1.4546 | 1.3313 | 1.9056 | 2.0218 | 2.1274 | 1.3155 | 1.7418 | 1.7212 | 1.6854 | 1.8771 | 1.6161 | 1.4248 | 1.2102
C1 | Weekly peak load under SEVERE conditions (unrestricted reference point in time) |  |  | 5.2646 | 5.246 | 5.2217 | 5.2097 | 5.1688 | 5.1275 | 5.1345 | 5.2506 | 5.1516 | 5.0324 | 5.1418 | 5.2094 | 5.2129 | 5.3222 | 5.3749 | 5.3876 | 5.4782 | 5.623
C2 | Daily hour of expected weekly peak load (CET for winter, but CEST for last week; CEST for summer) |  |  | 22:00 | 22:00 | 22:00 | 22:00 | 22:00 | 22:00 | 22:00 | 22:00 | 22:00 | 22:00 | 22:00 | 21:00 | 21:00 | 21:00 | 21:00 | 21:00 | 21:00 | 20:00
PART D: ADDITIONAL INFORMATION FOR INTERCONNECTORS (at synchronous peak)
31 | Simultaneous importable capacity |  | From | 2.91 | 2.45 | 2.6 | 2.75 | 2.75 | 3.16 | 2.96 | 2.76 | 2.96 | 3.06 | 3.16 | 3.41 | 3.51 | 3.31 | 3.2 | 2.91 | 3.01 | 2.91
32 | Simultaneous exportable capacity |  | To | 3.56 | 2.71 | 2.96 | 3.66 | 3.16 | 4.26 | 4.21 | 2.81 | 4.31 | 4.26 | 4.31 | 4.26 | 4.26 | 4.51 | 3.15 | 3.16 | 3.46 | 3.36
| The off-peak dates are related to Sunday of each week |  |  | 2019-06-02 | 2019-06-09 | 2019-06-16 | 2019-06-23 | 2019-06-30 | 2019-07-07 | 2019-07-14 | 2019-07-21 | 2019-07-28 | 2019-08-04 | 2019-08-11 | 2019-08-18 | 2019-08-25 | 2019-09-01 | 2019-09-08 | 2019-09-15 | 2019-09-22 | 2019-09-29
| WEEK |  |  | 22 | 23 | 24 | 25 | 26 | 27 | 28 | 29 | 30 | 31 | 32 | 33 | 34 | 35 | 36 | 37 | 38 | 39
| Time (CET for winter, but CEST for last week of winter; CEST for summer) |  |  | 5:00 | 5:00 | 5:00 | 5:00 | 5:00 | 5:00 | 5:00 | 5:00 | 5:00 | 5:00 | 5:00 | 5:00 | 5:00 | 5:00 | 5:00 | 5:00 | 5:00 | 5:00
PART E: ADDITIONAL INFORMATION FOR NIGHT MIN DEMAND CONDITIONS
33 | Weekly Minimum Demand (overnight valley minimum) |  |  | 2.7574 | 2.725 | 2.7282 | 2.7584 | 2.7831 | 2.7929 | 2.825 | 2.9096 | 2.899 | 2.824 | 2.8635 | 2.8696 | 2.8787 | 2.8275 | 2.8592 | 2.8308 | 2.9234 | 2.9823
34 | Must Run Generation (excluding wind/run of river) |  |  | 1.5 | 1.5 | 1.5 | 1.5 | 1.5 | 1.5 | 1.5 | 1.5 | 1.5 | 1.5 | 1.5 | 1.5 | 1.5 | 1.5 | 1.5 | 1.5 | 1.5 | 1.5
35 | Run of river generation (Must Run) |  |  | 0.12 | 0.12 | 0.12 | 0.12 | 0.12 | 0.12 | 0.12 | 0.12 | 0.12 | 0.12 | 0.12 | 0.12 | 0.12 | 0.12 | 0.12 | 0.12 | 0.12 | 0.12
36 | Downward balancing reserves (FCR, FRR) |  |  | 0.275 | 0.275 | 0.275 | 0.275 | 0.275 | 0.275 | 0.275 | 0.275 | 0.275 | 0.275 | 0.275 | 0.275 | 0.275 | 0.275 | 0.275 | 0.275 | 0.275 | 0.275
37 | Pumping Storage Capacity available (Power) |  |  | 0.588 | 0.588 | 0.308 | 0.308 | 0.028 | 0.308 | 0.308 | 0.588 | 0.588 | 0.588 | 0.588 | 0.588 | 0.588 | 0.588 | 0.56 | 0.56 | 0.56 | 0.588
38a | Highest expected onshore wind generation running |  |  | 0.1503 | 0.14146 | 0.13781 | 0.1359 | 0.13063 | 0.12436 | 0.12376 | 0.11521 | 0.11023 | 0.10618 | 0.10179 | 0.11822 | 0.12567 | 0.13446 | 0.1402 | 0.14093 | 0.15935 | 0.17409
38b | Highest expected offshore wind generation running |  |  | 0 | 0 | 0 | 0 | 0 | 0 | 0 | 0 | 0 | 0 | 0 | 0 | 0 | 0 | 0 | 0 | 0 | 0
39 | DOWNWARD REGULATION CAPABILITIES: 39 = (33+37)-(34+35+36+38a+38b)) |  |  | 1.3001 | 1.2766 | 1.0033 | 1.0356 | 0.7855 | 1.0815 | 1.1142 | 1.4874 | 1.4818 | 1.4108 | 1.4547 | 1.4444 | 1.446 | 1.3861 | 1.384 | 1.3548 | 1.429 | 1.5012
PART Ebis: ADDITIONAL INFORMATION FOR INTERCONNECTORS
Transportable capacity at night minimum demand conditions (high wind conditions)
40 | Simultaneous importable capacity |  | From | 2.55 | 2.65 | 2.6 | 2.8 | 2.8 | 3.31 | 3.06 | 3.16 | 3.16 | 3.36 | 3.46 | 3.51 | 3.56 | 3.81 | 3.86 | 3.01 | 2.91 | 3.21
41 | Simultaneous exportable capacity |  | To | 2.76 | 3.01 | 3.31 | 3.66 | 3.16 | 4.36 | 4.21 | 4.31 | 4.31 | 4.26 | 4.26 | 4.26 | 4.26 | 3.51 | 3.56 | 3.31 | 3.56 | 3.36
| Time (CET for winter, but CEST for last week of winter; CEST for summer) |  |  | 11:00 | 11:00 | 11:00 | 11:00 | 11:00 | 11:00 | 11:00 | 11:00 | 11:00 | 11:00 | 11:00 | 11:00 | 11:00 | 11:00 | 11:00 | 11:00 | 11:00 | 11:00
PART F: ADDITIONAL INFORMATION FOR DAYTIME MIN DEMAND CONDITIONS
42 | Weekly Minimum Daytime Demand (Sunday low peak + solar) |  |  | 4.2399 | 4.1885 | 4.1664 | 4.157 | 4.1619 | 4.2038 | 4.2051 | 4.2029 | 4.199 | 4.1872 | 4.1894 | 4.1495 | 4.1222 | 4.1529 | 4.1822 | 4.2221 | 4.3161 | 4.4123
43 | Must Run Generation (excluding wind/PV/run of river) |  |  | 1.5 | 1.5 | 1.5 | 1.5 | 1.5 | 1.5 | 1.5 | 1.5 | 1.5 | 1.5 | 1.5 | 1.5 | 1.5 | 1.5 | 1.5 | 1.5 | 1.5 | 1.5
44 | Run of river generation (Must Run) |  |  | 0.12 | 0.12 | 0.12 | 0.12 | 0.12 | 0.12 | 0.12 | 0.12 | 0.12 | 0.12 | 0.12 | 0.12 | 0.12 | 0.12 | 0.12 | 0.12 | 0.12 | 0.12
45 | Downward balancing reserves (FCR, FRR) |  |  | 0.275 | 0.275 | 0.275 | 0.275 | 0.275 | 0.275 | 0.275 | 0.275 | 0.275 | 0.275 | 0.275 | 0.275 | 0.275 | 0.275 | 0.275 | 0.275 | 0.275 | 0.275
46 | Pumping Storage Capacity available (Power) |  |  | 0.588 | 0.588 | 0.308 | 0.308 | 0.028 | 0.308 | 0.308 | 0.588 | 0.588 | 0.588 | 0.588 | 0.588 | 0.588 | 0.588 | 0.56 | 0.56 | 0.56 | 0.588
47a | Highest expected onshore wind generation running |  |  | 0.15599 | 0.14764 | 0.13663 | 0.1346 | 0.12972 | 0.12788 | 0.1205 | 0.11399 | 0.10219 | 0.093973 | 0.086996 | 0.10527 | 0.11893 | 0.12852 | 0.13875 | 0.14095 | 0.1558 | 0.16966
47b | Highest expected offshore wind generation running |  |  | 0 | 0 | 0 | 0 | 0 | 0 | 0 | 0 | 0 | 0 | 0 | 0 | 0 | 0 | 0 | 0 | 0 | 0
48 | Highest expected solar PV running |  |  | 0 | 0 | 0 | 0 | 0 | 0 | 0 | 0 | 0 | 0 | 0 | 0 | 0 | 0 | 0 | 0 | 0 | 0
49 | DOWNWARD REGULATION CAPABILITIES: 49 = (42+46)-(43+44+45+47a+47b+48a+48b) |  |  | 2.7769 | 2.7339 | 2.4428 | 2.4354 | 2.1651 | 2.4889 | 2.4976 | 2.7819 | 2.7898 | 2.7862 | 2.7954 | 2.7372 | 2.6963 | 2.7174 | 2.7085 | 2.7462 | 2.8253 | 2.9356
PART Fbis: ADDITIONAL INFORMATION FOR INTERCONNECTORS
Transportable capacity at daytime minimum demand conditions (high wind and high solar conditions)
50 | Simultaneous importable capacity |  | From | 2.55 | 2.65 | 2.6 | 2.8 | 2.8 | 3.31 | 3.06 | 3.16 | 3.16 | 3.36 | 3.46 | 3.51 | 3.56 | 3.81 | 3.86 | 3.01 | 2.91 | 3.21
51 | Simultaneous exportable capacity |  | To | 2.76 | 3.01 | 3.31 | 3.66 | 3.16 | 4.36 | 4.21 | 4.31 | 4.31 | 4.26 | 4.26 | 4.26 | 4.26 | 3.51 | 3.56 | 3.31 | 3.56 | 3.36

## RO
Summer Outlook Report 2019
| Power Data (all entries are assumed to be >0) |  |  | Countrycode: |  | RO | [6 empty] | Heating if temperature below: | 18.5938 |  |  |  | Cooling if temperature above: | 23.5938
| (Net values in GW, at a synchronous time every week) |  |  | Countryname: |  | Romania | [6 empty] | Heating saturation temperature: | -5 |  |  |  | Cooling saturation temperature: | not detected
[13 empty] | Temperature sensitivity in heating [MW/ ͦC] | -99.7638 |  |  |  | Temperature sensitivity in cooling [MW/ ͦC] | 80.1462
| The peak dates are related to Wednesday of each week |  |  | 2019-05-29 | 2019-06-05 | 2019-06-12 | 2019-06-19 | 2019-06-26 | 2019-07-03 | 2019-07-10 | 2019-07-17 | 2019-07-24 | 2019-07-31 | 2019-08-07 | 2019-08-14 | 2019-08-21 | 2019-08-28 | 2019-09-04 | 2019-09-11 | 2019-09-18 | 2019-09-25
| WEEK |  |  | 22 | 23 | 24 | 25 | 26 | 27 | 28 | 29 | 30 | 31 | 32 | 33 | 34 | 35 | 36 | 37 | 38 | 39
| Time (CET for winter, but CEST last week; CEST for summer) |  |  | 19:00 | 19:00 | 19:00 | 19:00 | 19:00 | 19:00 | 19:00 | 19:00 | 19:00 | 19:00 | 19:00 | 19:00 | 19:00 | 19:00 | 19:00 | 19:00 | 19:00 | 19:00
Line | PART A : INDIGENOUS NATIONAL GENERATION | Severe conditions Average Forced Outage Rate | Normal conditions Average Forced Outage Rate
Net generating capacity:
1 | Nuclear Power | 1.78% | 1.78% | 1.3 | 1.3 | 1.3 | 1.3 | 1.3 | 1.3 | 1.3 | 1.3 | 1.3 | 1.3 | 1.3 | 1.3 | 1.3 | 1.3 | 1.3 | 1.3 | 1.3 | 1.3
2 | Fossil Fuels |  |  | 7.1727 | 7.1727 | 7.1727 | 7.1727 | 7.1727 | 7.1727 | 7.1727 | 7.1727 | 7.1727 | 7.1727 | 7.1727 | 7.1727 | 7.1727 | 7.1727 | 7.1727 | 7.1727 | 7.1727 | 7.1727
2a | of which Lignite | 10% | 10% | 3.096 | 3.096 | 3.096 | 3.096 | 3.096 | 3.096 | 3.096 | 3.096 | 3.096 | 3.096 | 3.096 | 3.096 | 3.096 | 3.096 | 3.096 | 3.096 | 3.096 | 3.096
2b | of which Hard Coal | 9% | 9% | 1.032 | 1.032 | 1.032 | 1.032 | 1.032 | 1.032 | 1.032 | 1.032 | 1.032 | 1.032 | 1.032 | 1.032 | 1.032 | 1.032 | 1.032 | 1.032 | 1.032 | 1.032
2c | of which Gas | 4% | 4% | 3.0447 | 3.0447 | 3.0447 | 3.0447 | 3.0447 | 3.0447 | 3.0447 | 3.0447 | 3.0447 | 3.0447 | 3.0447 | 3.0447 | 3.0447 | 3.0447 | 3.0447 | 3.0447 | 3.0447 | 3.0447
2d | of which Oil | 0% | 0% | 0 | 0 | 0 | 0 | 0 | 0 | 0 | 0 | 0 | 0 | 0 | 0 | 0 | 0 | 0 | 0 | 0 | 0
2e | of which Oil Shale | 0% | 0% | 0 | 0 | 0 | 0 | 0 | 0 | 0 | 0 | 0 | 0 | 0 | 0 | 0 | 0 | 0 | 0 | 0 | 0
2f | of which Fossil Peat | 0% | 0% | 0 | 0 | 0 | 0 | 0 | 0 | 0 | 0 | 0 | 0 | 0 | 0 | 0 | 0 | 0 | 0 | 0 | 0
3 | Renewable Energy Sources (other than hydro) |  |  | 4.3968 | 4.3968 | 4.3968 | 4.3968 | 4.3968 | 4.3968 | 4.3968 | 4.3968 | 4.3968 | 4.3968 | 4.3968 | 4.3968 | 4.3968 | 4.3968 | 4.3968 | 4.3968 | 4.3968 | 4.3968
3a | of which onshore wind | 0% | 0% | 2.9772 | 2.9772 | 2.9772 | 2.9772 | 2.9772 | 2.9772 | 2.9772 | 2.9772 | 2.9772 | 2.9772 | 2.9772 | 2.9772 | 2.9772 | 2.9772 | 2.9772 | 2.9772 | 2.9772 | 2.9772
3b | of which offshore wind | 0% | 0% | 0 | 0 | 0 | 0 | 0 | 0 | 0 | 0 | 0 | 0 | 0 | 0 | 0 | 0 | 0 | 0 | 0 | 0
3c | of which Solar (PV) | 0% | 0% | 1.2973 | 1.2973 | 1.2973 | 1.2973 | 1.2973 | 1.2973 | 1.2973 | 1.2973 | 1.2973 | 1.2973 | 1.2973 | 1.2973 | 1.2973 | 1.2973 | 1.2973 | 1.2973 | 1.2973 | 1.2973
3d | of which Biomass | 0% | 0% | 0.12232 | 0.12232 | 0.12232 | 0.12232 | 0.12232 | 0.12232 | 0.12232 | 0.12232 | 0.12232 | 0.12232 | 0.12232 | 0.12232 | 0.12232 | 0.12232 | 0.12232 | 0.12232 | 0.12232 | 0.12232
3e | of which other RES (e.g. tidal, wave, geothermal, RES waste, CSP) | 0% | 0% | 0 | 0 | 0 | 0 | 0 | 0 | 0 | 0 | 0 | 0 | 0 | 0 | 0 | 0 | 0 | 0 | 0 | 0
4a | Hydro Run of River and Reservoir | 0% | 0% | 6.3178 | 6.3178 | 6.3178 | 6.3178 | 6.3178 | 6.3178 | 6.3178 | 6.3178 | 6.3178 | 6.3178 | 6.3178 | 6.3178 | 6.3178 | 6.3178 | 6.3178 | 6.3178 | 6.3178 | 6.3178
4b | Hydro pumping | 0% | 0% | 0 | 0 | 0 | 0 | 0 | 0 | 0 | 0 | 0 | 0 | 0 | 0 | 0 | 0 | 0 | 0 | 0 | 0
5 | Other non-RES (e.g. CHP non-renewable, waste non-renewable) | 0% | 0% | 0 | 0 | 0 | 0 | 0 | 0 | 0 | 0 | 0 | 0 | 0 | 0 | 0 | 0 | 0 | 0 | 0 | 0
6 | Total Net generating capacity (6 = 1+2+3+4a+4b+5) |  |  | 19.1874 | 19.1874 | 19.1874 | 19.1874 | 19.1874 | 19.1874 | 19.1874 | 19.1874 | 19.1874 | 19.1874 | 19.1874 | 19.1874 | 19.1874 | 19.1874 | 19.1874 | 19.1874 | 19.1874 | 19.1874
7 | Maintenance & Overhauls (planned outages) |  |  | 2.0203 | 1.4431 | 1.4511 | 1.464 | 1.2886 | 1.0125 | 1.0024 | 1.2698 | 1.1088 | 0.88931 | 0.90282 | 0.8586 | 0.83565 | 1.0369 | 1.723 | 1.7393 | 1.8138 | 1.4869
7a | Nuclear Power |  |  | 0.65 | 0 | 0 | 0 | 0 | 0 | 0 | 0 | 0 | 0 | 0 | 0 | 0 | 0 | 0 | 0 | 0 | 0
7b | Lignite |  |  | 0.71 | 0.71 | 0.71 | 0.71 | 0.71 | 0.418 | 0.418 | 0.418 | 0.418 | 0.418 | 0.418 | 0.418 | 0.418 | 0.418 | 0.93 | 0.93 | 0.93 | 0.888
7c | Hard Coal |  |  | 0.3 | 0.3 | 0.3 | 0.3 | 0.17 | 0.19 | 0.19 | 0.19 | 0.19 | 0.19 | 0.19 | 0.19 | 0.19 | 0.19 | 0.19 | 0.19 | 0.19 | 0.19
7d | Gas |  |  | 0.356 | 0.356 | 0.364 | 0.364 | 0.364 | 0.26 | 0.168 | 0.214 | 0.214 | 0.214 | 0.13 | 0.13 | 0.13 | 0.13 | 0.255 | 0.255 | 0.255 | 0.255
7e | Oil |  |  | 0 | 0 | 0 | 0 | 0 | 0 | 0 | 0 | 0 | 0 | 0 | 0 | 0 | 0 | 0 | 0 | 0 | 0
7f | Oil Shale |  |  | 0 | 0 | 0 | 0 | 0 | 0 | 0 | 0 | 0 | 0 | 0 | 0 | 0 | 0 | 0 | 0 | 0 | 0
7g | Fossil Peat |  |  | 0 | 0 | 0 | 0 | 0 | 0 | 0 | 0 | 0 | 0 | 0 | 0 | 0 | 0 | 0 | 0 | 0 | 0
7h | Onshore Wind |  |  | 0 | 0 | 0 | 0 | 0 | 0 | 0 | 0 | 0 | 0 | 0 | 0 | 0 | 0 | 0 | 0 | 0 | 0
7i | Offshore Wind |  |  | 0 | 0 | 0 | 0 | 0 | 0 | 0 | 0 | 0 | 0 | 0 | 0 | 0 | 0 | 0 | 0 | 0 | 0
7j | Solar (PV) |  |  | 0 | 0 | 0 | 0 | 0 | 0 | 0 | 0 | 0 | 0 | 0 | 0 | 0 | 0 | 0 | 0 | 0 | 0
7k | Biomass |  |  | 0 | 0 | 0 | 0 | 0 | 0 | 0 | 0 | 0 | 0 | 0 | 0 | 0 | 0 | 0 | 0 | 0 | 0
7l | other RES (apart from hydro, including tidal, wave, geothermal, waste renewable, CSP,…) |  |  | 0 | 0 | 0 | 0 | 0 | 0 | 0 | 0 | 0 | 0 | 0 | 0 | 0 | 0 | 0 | 0 | 0 | 0
7m | Hydro Run of River and Reservoir |  |  | 0.00433 | 0.077094 | 0.077094 | 0.090012 | 0.044611 | 0.14447 | 0.22642 | 0.44782 | 0.28683 | 0.067311 | 0.16482 | 0.1206 | 0.097648 | 0.29891 | 0.34798 | 0.36433 | 0.43882 | 0.1539
7n | Hydro pumping |  |  | 0 | 0 | 0 | 0 | 0 | 0 | 0 | 0 | 0 | 0 | 0 | 0 | 0 | 0 | 0 | 0 | 0 | 0
7o | Other non-RES (incl. not clearly identifiable energy sources) |  |  | 0 | 0 | 0 | 0 | 0 | 0 | 0 | 0 | 0 | 0 | 0 | 0 | 0 | 0 | 0 | 0 | 0 | 0
PART B : DATA FOR NORMAL CONDITIONS
8 | Non-usable capacity at reference point (all power stations including mothballed, authorization & technical & legal constraints, energy source unavailability etc. ) |  |  | 7.1814 | 7.0669 | 7.0124 | 6.9705 | 7.0828 | 6.4962 | 6.5997 | 7.0487 | 6.6553 | 6.811 | 7.3639 | 7.6966 | 7.5356 | 7.2743 | 7.2615 | 7.1625 | 7.1295 | 7.2573
8a | of which nuclear |  |  | 0 | 0 | 0 | 0 | 0 | 0 | 0 | 0 | 0 | 0 | 0 | 0 | 0 | 0 | 0 | 0 | 0 | 0
8b | of which Lignite |  |  | 0.082 | 0.082 | 0.082 | 0.082 | 0.082 | 0.082 | 0.082 | 0.082 | 0.082 | 0.082 | 0.082 | 0.082 | 0.082 | 0.082 | 0.082 | 0.082 | 0.082 | 0.082
8c | of which Hard Coal |  |  | 0.542 | 0.542 | 0.542 | 0.542 | 0.542 | 0.542 | 0.542 | 0.542 | 0.542 | 0.542 | 0.542 | 0.542 | 0.542 | 0.542 | 0.542 | 0.542 | 0.542 | 0.542
8d | of which Gas |  |  | 0.614 | 0.614 | 0.614 | 0.614 | 0.614 | 0.614 | 0.614 | 0.614 | 0.614 | 0.614 | 0.614 | 0.614 | 0.614 | 0.614 | 0.614 | 0.614 | 0.614 | 0.614
8e | of which Oil |  |  | 0 | 0 | 0 | 0 | 0 | 0 | 0 | 0 | 0 | 0 | 0 | 0 | 0 | 0 | 0 | 0 | 0 | 0
8f | of which Oil Shale |  |  | 0 | 0 | 0 | 0 | 0 | 0 | 0 | 0 | 0 | 0 | 0 | 0 | 0 | 0 | 0 | 0 | 0 | 0
8g | of which Fossil Peat |  |  | 0 | 0 | 0 | 0 | 0 | 0 | 0 | 0 | 0 | 0 | 0 | 0 | 0 | 0 | 0 | 0 | 0 | 0
8h | of which onshore wind |  |  | 2.5847 | 2.5883 | 2.5845 | 2.6022 | 2.6072 | 2.6236 | 2.6588 | 2.6638 | 2.6886 | 2.7021 | 2.7042 | 2.7017 | 2.6754 | 2.6472 | 2.597 | 2.5631 | 2.5452 | 2.5224
8i | of which offshore wind |  |  | 0 | 0 | 0 | 0 | 0 | 0 | 0 | 0 | 0 | 0 | 0 | 0 | 0 | 0 | 0 | 0 | 0 | 0
8j | of which Solar |  |  | 1.1862 | 1.1777 | 1.1709 | 1.1661 | 1.1637 | 1.1639 | 1.1665 | 1.1718 | 1.1813 | 1.192 | 1.2054 | 1.2225 | 1.2414 | 1.2604 | 1.2759 | 1.2875 | 1.2943 | 1.2969
8k | of which Biomass |  |  | 0 | 0 | 0 | 0 | 0 | 0 | 0 | 0 | 0 | 0 | 0 | 0 | 0 | 0 | 0 | 0 | 0 | 0
8l | of which other RES (apart from hydro) |  |  | 0 | 0 | 0 | 0 | 0 | 0 | 0 | 0 | 0 | 0 | 0 | 0 | 0 | 0 | 0 | 0 | 0 | 0
8m | Hydro Run of River and Reservoir |  |  | 2.1725 | 2.0628 | 2.019 | 1.9641 | 2.0738 | 1.4707 | 1.5365 | 1.9751 | 1.5474 | 1.679 | 2.2164 | 2.5344 | 2.3809 | 2.1286 | 2.1506 | 2.0738 | 2.0519 | 2.2
8n | Hydro pumping |  |  | 0 | 0 | 0 | 0 | 0 | 0 | 0 | 0 | 0 | 0 | 0 | 0 | 0 | 0 | 0 | 0 | 0 | 0
8o | of which other non-RES (incl. not clearly identifiable energy sources) |  |  | 0 | 0 | 0 | 0 | 0 | 0 | 0 | 0 | 0 | 0 | 0 | 0 | 0 | 0 | 0 | 0 | 0 | 0
9 | Available capacity (9 = 6 - (7 + 8)) |  |  | 9.9856 | 10.6774 | 10.7239 | 10.7529 | 10.816 | 11.6787 | 11.5853 | 10.8689 | 11.4233 | 11.487 | 10.9206 | 10.6322 | 10.8161 | 10.8762 | 10.2029 | 10.2856 | 10.2441 | 10.4431
10 | Outages: average expected value (all power stations) |  |  | 0.34206 | 0.35363 | 0.35331 | 0.35331 | 0.36501 | 0.39657 | 0.40025 | 0.39841 | 0.39841 | 0.39841 | 0.40177 | 0.40177 | 0.40177 | 0.40177 | 0.34557 | 0.34557 | 0.34557 | 0.34977
11 | System services reserve (one hour ahead of real time) |  |  | 1.11 | 1.11 | 1.11 | 1.11 | 1.11 | 1.11 | 1.11 | 1.11 | 1.11 | 1.11 | 1.11 | 1.11 | 1.11 | 1.11 | 1.11 | 1.11 | 1.11 | 1.11
12 | Reliably available capacity (12 = 9 - (10 + 11)) |  |  | 8.5335 | 9.2138 | 9.2606 | 9.2896 | 9.341 | 10.1721 | 10.075 | 9.3604 | 9.9149 | 9.9786 | 9.4089 | 9.1205 | 9.3043 | 9.3644 | 8.7474 | 8.83 | 8.7885 | 8.9834
13 | Demand at reference point in time |  |  | 7.0617 | 7.1867 | 7.336 | 7.1279 | 7.3983 | 7.0272 | 7.1907 | 7.171 | 7.3588 | 7.0977 | 7.2226 | 7.3174 | 7.4564 | 7.2367 | 6.9301 | 7.1536 | 7.3781 | 7.362
13b | Population average daily (24h) temperature (degrees Celsius) |  |  | 19.3505 | 20.2579 | 21.0588 | 21.7446 | 22.3077 | 22.7411 | 23.0388 | 23.1958 | 23.208 | 23.0724 | 22.7872 | 22.3521 | 21.768 | 21.0376 | 20.1652 | 19.1572 | 18.0219 | 16.77
14a | Load reduction / demand side response available at reference point in time |  |  | 0 | 0 | 0 | 0 | 0 | 0 | 0 | 0 | 0 | 0 | 0 | 0 | 0 | 0 | 0 | 0 | 0 | 0
14b | Strategic reserves available at reference point in time |  |  | 0 | 0 | 0 | 0 | 0 | 0 | 0 | 0 | 0 | 0 | 0 | 0 | 0 | 0 | 0 | 0 | 0 | 0
15 | Net weekly load at reference point in time (15 = 13-14a) |  |  | 7.0617 | 7.1867 | 7.336 | 7.1279 | 7.3983 | 7.0272 | 7.1907 | 7.171 | 7.3588 | 7.0977 | 7.2226 | 7.3174 | 7.4564 | 7.2367 | 6.9301 | 7.1536 | 7.3781 | 7.362
16 | Remaining capacity at reference point in time (16 = 12- 15) |  |  | 1.4719 | 2.0271 | 1.9247 | 2.1616 | 1.9427 | 3.145 | 2.8843 | 2.1894 | 2.5561 | 2.881 | 2.1863 | 1.803 | 1.8479 | 2.1277 | 1.8173 | 1.6764 | 1.4104 | 1.6214
B1 | Weekly peak load (unrestricted reference point in time) |  |  | 7.2 | 7.2668 | 7.6736 | 7.1834 | 7.6693 | 7.3502 | 7.1907 | 7.311 | 7.3866 | 7.1908 | 7.252 | 7.3174 | 7.4564 | 7.3269 | 7.2111 | 7.2193 | 7.5022 | 7.5824
B2 | Daily hour of expected weekly peak load (CET for winter, but CEST for last week; CEST for summer) |  |  | 19:00 | 19:00 | 17:00 | 19:00 | 12:00 | 19:00 | 19:00 | 12:00 | 12:00 | 19:00 | 19:00 | 19:00 | 19:00 | 19:00 | 19:00 | 18:00 | 18:00 | 18:00
.
PART C : DATA FOR SEVERE CONDITIONS
17 | Non-usable capacity at reference point (all power stations including mothballed, authorization & technical & legal constraints, energy source unavailability etc. ) |  |  | 7.5381 | 7.4217 | 7.3689 | 7.3142 | 7.4281 | 6.8267 | 6.8987 | 7.3449 | 6.9272 | 7.0747 | 7.739 | 8.0939 | 7.9482 | 7.6916 | 7.7214 | 7.6391 | 7.6117 | 7.7638
17a | of which nuclear |  |  | 0 | 0 | 0 | 0 | 0 | 0 | 0 | 0 | 0 | 0 | 0 | 0 | 0 | 0 | 0 | 0 | 0 | 0
17b | of which Lignite |  |  | 0.082 | 0.082 | 0.082 | 0.082 | 0.082 | 0.082 | 0.082 | 0.082 | 0.082 | 0.082 | 0.082 | 0.082 | 0.082 | 0.082 | 0.082 | 0.082 | 0.082 | 0.082
17c | of which Hard Coal |  |  | 0.542 | 0.542 | 0.542 | 0.542 | 0.542 | 0.542 | 0.542 | 0.542 | 0.542 | 0.542 | 0.542 | 0.542 | 0.542 | 0.542 | 0.542 | 0.542 | 0.542 | 0.542
17d | of which Gas |  |  | 0.614 | 0.614 | 0.614 | 0.614 | 0.614 | 0.614 | 0.614 | 0.614 | 0.614 | 0.614 | 0.614 | 0.614 | 0.614 | 0.614 | 0.614 | 0.614 | 0.614 | 0.614
17e | of which Oil |  |  | 0 | 0 | 0 | 0 | 0 | 0 | 0 | 0 | 0 | 0 | 0 | 0 | 0 | 0 | 0 | 0 | 0 | 0
17f | of which Oil Shale |  |  | 0 | 0 | 0 | 0 | 0 | 0 | 0 | 0 | 0 | 0 | 0 | 0 | 0 | 0 | 0 | 0 | 0 | 0
17g | of which Fossil Peat |  |  | 0 | 0 | 0 | 0 | 0 | 0 | 0 | 0 | 0 | 0 | 0 | 0 | 0 | 0 | 0 | 0 | 0 | 0
17h | of which onshore wind |  |  | 2.9199 | 2.9201 | 2.9202 | 2.9282 | 2.9361 | 2.9386 | 2.9407 | 2.9386 | 2.9374 | 2.9368 | 2.935 | 2.937 | 2.9364 | 2.9325 | 2.9315 | 2.9269 | 2.9219 | 2.9185
17i | of which offshore wind |  |  | 0 | 0 | 0 | 0 | 0 | 0 | 0 | 0 | 0 | 0 | 0 | 0 | 0 | 0 | 0 | 0 | 0 | 0
17j | of which Solar |  |  | 1.2077 | 1.2008 | 1.1917 | 1.1839 | 1.1801 | 1.1794 | 1.1836 | 1.1932 | 1.2044 | 1.2209 | 1.2388 | 1.2578 | 1.2739 | 1.286 | 1.2938 | 1.2967 | 1.2973 | 1.2973
17k | of which Biomass |  |  | 0 | 0 | 0 | 0 | 0 | 0 | 0 | 0 | 0 | 0 | 0 | 0 | 0 | 0 | 0 | 0 | 0 | 0
17l | of which other RES (apart from hydro) |  |  | 0 | 0 | 0 | 0 | 0 | 0 | 0 | 0 | 0 | 0 | 0 | 0 | 0 | 0 | 0 | 0 | 0 | 0
17m | Hydro Run of River and Reservoir |  |  | 2.1725 | 2.0628 | 2.019 | 1.9641 | 2.0738 | 1.4707 | 1.5365 | 1.9751 | 1.5474 | 1.679 | 2.3272 | 2.6611 | 2.4999 | 2.2351 | 2.2581 | 2.1775 | 2.1545 | 2.31
17n | Hydro pumping |  |  | 0 | 0 | 0 | 0 | 0 | 0 | 0 | 0 | 0 | 0 | 0 | 0 | 0 | 0 | 0 | 0 | 0 | 0
17o | of which other non-RES (incl. not clearly identifiable energy sources) |  |  | 0 | 0 | 0 | 0 | 0 | 0 | 0 | 0 | 0 | 0 | 0 | 0 | 0 | 0 | 0 | 0 | 0 | 0
18 | Available capacity (18 = 6 - (7 + 17)) |  |  | 9.6289 | 10.3226 | 10.3674 | 10.4091 | 10.4707 | 11.3482 | 11.2862 | 10.5727 | 11.1514 | 11.2234 | 10.5456 | 10.2349 | 10.4036 | 10.4589 | 9.743 | 9.8089 | 9.7619 | 9.9367
19 | Outages: average expected value (all power stations) under SEVERE conditions |  |  | 0.34206 | 0.35363 | 0.35331 | 0.35331 | 0.36501 | 0.39657 | 0.40025 | 0.39841 | 0.39841 | 0.39841 | 0.40177 | 0.40177 | 0.40177 | 0.40177 | 0.34557 | 0.34557 | 0.34557 | 0.34977
20 | System services reserve (one hour ahead of real time) under SEVERE conditions |  |  | 1.11 | 1.11 | 1.11 | 1.11 | 1.11 | 1.11 | 1.11 | 1.11 | 1.11 | 1.11 | 1.11 | 1.11 | 1.11 | 1.11 | 1.11 | 1.11 | 1.11 | 1.11
21 | Reliably available capacity under SEVERE conditions (21 = 18 - (19 + 20)) |  |  | 8.1769 | 8.859 | 8.9041 | 8.9458 | 8.9957 | 9.8416 | 9.776 | 9.0643 | 9.643 | 9.715 | 9.0338 | 8.7231 | 8.8918 | 8.9471 | 8.2875 | 8.3534 | 8.3063 | 8.4769
22 | Demand at reference point in time under SEVERE conditions (one in 20 year) |  |  | 7.1617 | 7.2199 | 7.3624 | 7.6445 | 7.429 | 7.3769 | 7.7 | 7.56 | 7.6722 | 7.6068 | 7.7706 | 7.6 | 7.5 | 7.4098 | 7.219 | 7.5342 | 7.5459 | 7.4797
23a | Load reduction / demand side response available at reference point in time under SEVERE conditions |  |  | 0 | 0 | 0 | 0 | 0 | 0 | 0 | 0 | 0 | 0 | 0 | 0 | 0 | 0 | 0 | 0 | 0 | 0
23b | Strategic reserves available at reference point in time under SEVERE conditions |  |  | 0 | 0 | 0 | 0 | 0 | 0 | 0 | 0 | 0 | 0 | 0 | 0 | 0 | 0 | 0 | 0 | 0 | 0
24 | Net weekly peak load for SEVERE conditions (24 = 22-23a) |  |  | 7.1617 | 7.2199 | 7.3624 | 7.6445 | 7.429 | 7.3769 | 7.7 | 7.56 | 7.6722 | 7.6068 | 7.7706 | 7.6 | 7.5 | 7.4098 | 7.219 | 7.5342 | 7.5459 | 7.4797
25 | Remaining capacity for SEVERE conditions (25 = 21-24) |  |  | 1.0152 | 1.6391 | 1.5417 | 1.3013 | 1.5667 | 2.4647 | 2.076 | 1.5043 | 1.9708 | 2.1082 | 1.2632 | 1.1231 | 1.3918 | 1.5373 | 1.0685 | 0.81912 | 0.76048 | 0.99727
C1 | Weekly peak load under SEVERE conditions (unrestricted reference point in time) |  |  | 7.3 | 7.3 | 7.7 | 7.7 | 7.7 | 7.7 | 7.7 | 7.7 | 7.7 | 7.7 | 7.8 | 7.6 | 7.5 | 7.5 | 7.5 | 7.6 | 7.7 | 7.7
C2 | Daily hour of expected weekly peak load (CET for winter, but CEST for last week; CEST for summer) |  |  | 19:00 | 19:00 | 17:00 | 19:00 | 12:00 | 19:00 | 19:00 | 12:00 | 12:00 | 19:00 | 19:00 | 19:00 | 19:00 | 19:00 | 19:00 | 18:00 | 18:00 | 18:00
PART D: ADDITIONAL INFORMATION FOR INTERCONNECTORS (at synchronous peak)
31 | Simultaneous importable capacity |  | From | 1.85 | 1.85 | 2 | 1.95 | 2 | 1.75 | 1.75 | 1.95 | 1.95 | 1.65 | 1.65 | 1.6 | 1.4 | 1.7 | 1.7 | 1.4 | 1.3 | 1.6
32 | Simultaneous exportable capacity |  | To | 1.15 | 1.05 | 1.1 | 1.1 | 1.1 | 1.05 | 1.1 | 1.1 | 1.15 | 1.1 | 1.15 | 1.15 | 1 | 1.05 | 1 | 1 | 1.05 | 1.1
| The off-peak dates are related to Sunday of each week |  |  | 2019-06-02 | 2019-06-09 | 2019-06-16 | 2019-06-23 | 2019-06-30 | 2019-07-07 | 2019-07-14 | 2019-07-21 | 2019-07-28 | 2019-08-04 | 2019-08-11 | 2019-08-18 | 2019-08-25 | 2019-09-01 | 2019-09-08 | 2019-09-15 | 2019-09-22 | 2019-09-29
| WEEK |  |  | 22 | 23 | 24 | 25 | 26 | 27 | 28 | 29 | 30 | 31 | 32 | 33 | 34 | 35 | 36 | 37 | 38 | 39
| Time (CET for winter, but CEST for last week of winter; CEST for summer) |  |  | 5:00 | 5:00 | 5:00 | 5:00 | 5:00 | 5:00 | 5:00 | 5:00 | 5:00 | 5:00 | 5:00 | 5:00 | 5:00 | 5:00 | 5:00 | 5:00 | 5:00 | 5:00
PART E: ADDITIONAL INFORMATION FOR NIGHT MIN DEMAND CONDITIONS
33 | Weekly Minimum Demand (overnight valley minimum) |  |  | 4.9001 | 4.7864 | 5.022 | 4.9116 | 5.0372 | 4.8988 | 4.7821 | 4.8934 | 4.7994 | 4.9413 | 4.8839 | 4.8307 | 4.9435 | 4.8476 | 4.9358 | 4.9171 | 4.8791 | 4.9543
34 | Must Run Generation (excluding wind/run of river) |  |  | 1.2714 | 1.9078 | 1.9151 | 1.9151 | 1.9151 | 1.8953 | 1.8953 | 1.8953 | 1.8953 | 1.8925 | 1.8904 | 1.8896 | 1.8896 | 1.8928 | 1.8021 | 1.8021 | 1.8021 | 1.8021
35 | Run of river generation (Must Run) |  |  | 1.4936 | 1.3889 | 1.3889 | 1.3889 | 1.3889 | 1.1969 | 1.1969 | 1.1969 | 1.1969 | 1.0503 | 0.94037 | 0.94037 | 0.94037 | 0.92294 | 0.81838 | 0.81838 | 0.81838 | 0.81838
36 | Downward balancing reserves (FCR, FRR) |  |  | 0.285 | 0.285 | 0.285 | 0.285 | 0.285 | 0.285 | 0.285 | 0.285 | 0.285 | 0.285 | 0.285 | 0.285 | 0.285 | 0.285 | 0.285 | 0.285 | 0.285 | 0.285
37 | Pumping Storage Capacity available (Power) |  |  | 0 | 0 | 0 | 0 | 0 | 0 | 0 | 0 | 0 | 0 | 0 | 0 | 0 | 0 | 0 | 0 | 0 | 0
38a | Highest expected onshore wind generation running |  |  | 1.3097 | 1.2854 | 1.26 | 1.2527 | 1.2988 | 1.2817 | 1.2487 | 1.2091 | 1.13 | 1.1251 | 1.1256 | 1.1877 | 1.2843 | 1.3441 | 1.4049 | 1.4279 | 1.4435 | 1.5053
38b | Highest expected offshore wind generation running |  |  | 0 | 0 | 0 | 0 | 0 | 0 | 0 | 0 | 0 | 0 | 0 | 0 | 0 | 0 | 0 | 0 | 0 | 0
39 | DOWNWARD REGULATION CAPABILITIES: 39 = (33+37)-(34+35+36+38a+38b)) |  |  | 0.54031 | -0.080721 | 0.17297 | 0.069919 | 0.1494 | 0.23992 | 0.15621 | 0.30713 | 0.29219 | 0.58833 | 0.64248 | 0.52805 | 0.54428 | 0.40273 | 0.62536 | 0.5837 | 0.53003 | 0.54347
PART Ebis: ADDITIONAL INFORMATION FOR INTERCONNECTORS
Transportable capacity at night minimum demand conditions (high wind conditions)
40 | Simultaneous importable capacity |  | From | 1.85 | 1.85 | 2 | 1.95 | 2 | 1.75 | 1.75 | 1.95 | 1.95 | 1.65 | 1.65 | 1.6 | 1.4 | 1.7 | 1.7 | 1.4 | 1.3 | 1.6
41 | Simultaneous exportable capacity |  | To | 1.15 | 1.05 | 1.1 | 1.1 | 1.1 | 1.05 | 1.1 | 1.1 | 1.15 | 1.1 | 1.15 | 1.15 | 1 | 1.05 | 1 | 1 | 1.05 | 1.1
| Time (CET for winter, but CEST for last week of winter; CEST for summer) |  |  | 11:00 | 11:00 | 11:00 | 11:00 | 11:00 | 11:00 | 11:00 | 11:00 | 11:00 | 11:00 | 11:00 | 11:00 | 11:00 | 11:00 | 11:00 | 11:00 | 11:00 | 11:00
PART F: ADDITIONAL INFORMATION FOR DAYTIME MIN DEMAND CONDITIONS
42 | Weekly Minimum Daytime Demand (Sunday low peak + solar) |  |  | 5.6024 | 5.3139 | 5.4915 | 5.5933 | 5.7016 | 5.5988 | 5.507 | 5.6495 | 5.5514 | 5.6615 | 5.5714 | 5.4989 | 5.4203 | 5.4348 | 5.4004 | 5.29 | 5.4026 | 5.5317
43 | Must Run Generation (excluding wind/PV/run of river) |  |  | 1.2714 | 1.9078 | 1.9151 | 1.9151 | 1.9151 | 1.8953 | 1.8953 | 1.8953 | 1.8953 | 1.8925 | 1.8904 | 1.8896 | 1.8896 | 1.8928 | 1.8021 | 1.8021 | 1.8021 | 1.8021
44 | Run of river generation (Must Run) |  |  | 1.4936 | 1.3889 | 1.3889 | 1.3889 | 1.3889 | 1.1969 | 1.1969 | 1.1969 | 1.1969 | 1.0503 | 0.94037 | 0.94037 | 0.94037 | 0.92294 | 0.81838 | 0.81838 | 0.81838 | 0.81838
45 | Downward balancing reserves (FCR, FRR) |  |  | 0.285 | 0.285 | 0.285 | 0.285 | 0.285 | 0.285 | 0.285 | 0.285 | 0.285 | 0.285 | 0.285 | 0.285 | 0.285 | 0.285 | 0.285 | 0.285 | 0.285 | 0.285
46 | Pumping Storage Capacity available (Power) |  |  | 0 | 0 | 0 | 0 | 0 | 0 | 0 | 0 | 0 | 0 | 0 | 0 | 0 | 0 | 0 | 0 | 0 | 0
47a | Highest expected onshore wind generation running |  |  | 1.3868 | 1.3812 | 1.3467 | 1.3057 | 1.361 | 1.3046 | 1.2616 | 1.1412 | 1.0501 | 1.0391 | 1.008 | 1.106 | 1.2855 | 1.4065 | 1.5103 | 1.5133 | 1.5449 | 1.5991
47b | Highest expected offshore wind generation running |  |  | 0 | 0 | 0 | 0 | 0 | 0 | 0 | 0 | 0 | 0 | 0 | 0 | 0 | 0 | 0 | 0 | 0 | 0
48 | Highest expected solar PV running |  |  | 1.0519 | 1.0484 | 1.0425 | 1.0377 | 1.0339 | 1.0289 | 1.0226 | 1.0183 | 1.011 | 1.0073 | 1.0015 | 0.99535 | 0.98781 | 0.97586 | 0.96625 | 0.94532 | 0.92597 | 0.91289
49 | DOWNWARD REGULATION CAPABILITIES: 49 = (42+46)-(43+44+45+47a+47b+48a+48b) |  |  | 0.11373 | -0.69734 | -0.48673 | -0.33909 | -0.28224 | -0.1119 | -0.15437 | 0.11278 | 0.11305 | 0.38732 | 0.44623 | 0.28264 | 0.032044 | -0.048296 | 0.018309 | -0.07413 | 0.026232 | 0.11417
PART Fbis: ADDITIONAL INFORMATION FOR INTERCONNECTORS
Transportable capacity at daytime minimum demand conditions (high wind and high solar conditions)
50 | Simultaneous importable capacity |  | From | 1.85 | 1.85 | 2 | 1.95 | 2 | 1.75 | 1.75 | 1.95 | 1.95 | 1.65 | 1.65 | 1.6 | 1.4 | 1.7 | 1.7 | 1.4 | 1.3 | 1.6
51 | Simultaneous exportable capacity |  | To | 1.15 | 1.05 | 1.1 | 1.1 | 1.1 | 1.05 | 1.1 | 1.1 | 1.15 | 1.1 | 1.15 | 1.15 | 1 | 1.05 | 1 | 1 | 1.05 | 1.1

## PT
Summer Outlook Report 2019
| Power Data (all entries are assumed to be >0) |  |  | Countrycode: |  | PT | [6 empty] | Heating if temperature below: | 17.1348 |  |  |  | Cooling if temperature above: | 22.1348
| (Net values in GW, at a synchronous time every week) |  |  | Countryname: |  | Portugal | [6 empty] | Heating saturation temperature: | -13 |  |  |  | Cooling saturation temperature: | not detected
[13 empty] | Temperature sensitivity in heating [MW/ ͦC] | -162.8444 |  |  |  | Temperature sensitivity in cooling [MW/ ͦC] | 105.2241
| The peak dates are related to Wednesday of each week |  |  | 2019-05-29 | 2019-06-05 | 2019-06-12 | 2019-06-19 | 2019-06-26 | 2019-07-03 | 2019-07-10 | 2019-07-17 | 2019-07-24 | 2019-07-31 | 2019-08-07 | 2019-08-14 | 2019-08-21 | 2019-08-28 | 2019-09-04 | 2019-09-11 | 2019-09-18 | 2019-09-25
| WEEK |  |  | 22 | 23 | 24 | 25 | 26 | 27 | 28 | 29 | 30 | 31 | 32 | 33 | 34 | 35 | 36 | 37 | 38 | 39
| Time (CET for winter, but CEST last week; CEST for summer) |  |  | 19:00 | 19:00 | 19:00 | 19:00 | 19:00 | 19:00 | 19:00 | 19:00 | 19:00 | 19:00 | 19:00 | 19:00 | 19:00 | 19:00 | 19:00 | 19:00 | 19:00 | 19:00
Line | PART A : INDIGENOUS NATIONAL GENERATION | Severe conditions Average Forced Outage Rate | Normal conditions Average Forced Outage Rate
Net generating capacity:
1 | Nuclear Power | 0% | 0% | 0 | 0 | 0 | 0 | 0 | 0 | 0 | 0 | 0 | 0 | 0 | 0 | 0 | 0 | 0 | 0 | 0 | 0
2 | Fossil Fuels |  |  | 6.3767 | 6.3767 | 6.3767 | 6.3767 | 6.3767 | 6.3767 | 6.3767 | 6.3767 | 6.3767 | 6.3767 | 6.3767 | 6.3767 | 6.3767 | 6.3767 | 6.3767 | 6.3767 | 6.3767 | 6.3767
2a | of which Lignite | 0% | 0% | 0 | 0 | 0 | 0 | 0 | 0 | 0 | 0 | 0 | 0 | 0 | 0 | 0 | 0 | 0 | 0 | 0 | 0
2b | of which Hard Coal | 7.7% | 7.7% | 1.756 | 1.756 | 1.756 | 1.756 | 1.756 | 1.756 | 1.756 | 1.756 | 1.756 | 1.756 | 1.756 | 1.756 | 1.756 | 1.756 | 1.756 | 1.756 | 1.756 | 1.756
2c | of which Gas | 3% | 3% | 4.6207 | 4.6207 | 4.6207 | 4.6207 | 4.6207 | 4.6207 | 4.6207 | 4.6207 | 4.6207 | 4.6207 | 4.6207 | 4.6207 | 4.6207 | 4.6207 | 4.6207 | 4.6207 | 4.6207 | 4.6207
2d | of which Oil | 0% | 0% | 0 | 0 | 0 | 0 | 0 | 0 | 0 | 0 | 0 | 0 | 0 | 0 | 0 | 0 | 0 | 0 | 0 | 0
2e | of which Oil Shale | 0% | 0% | 0 | 0 | 0 | 0 | 0 | 0 | 0 | 0 | 0 | 0 | 0 | 0 | 0 | 0 | 0 | 0 | 0 | 0
2f | of which Fossil Peat | 0% | 0% | 0 | 0 | 0 | 0 | 0 | 0 | 0 | 0 | 0 | 0 | 0 | 0 | 0 | 0 | 0 | 0 | 0 | 0
3 | Renewable Energy Sources (other than hydro) |  |  | 5.9388 | 5.9388 | 5.9388 | 5.9388 | 5.9388 | 5.9388 | 5.9388 | 5.9388 | 5.9388 | 5.9388 | 5.9388 | 5.9388 | 5.9388 | 5.9388 | 5.9388 | 5.9388 | 5.9388 | 5.9388
3a | of which onshore wind | 0% | 0% | 5.0728 | 5.0728 | 5.0728 | 5.0728 | 5.0728 | 5.0728 | 5.0728 | 5.0728 | 5.0728 | 5.0728 | 5.0728 | 5.0728 | 5.0728 | 5.0728 | 5.0728 | 5.0728 | 5.0728 | 5.0728
3b | of which offshore wind | 0% | 0% | 0 | 0 | 0 | 0 | 0 | 0 | 0 | 0 | 0 | 0 | 0 | 0 | 0 | 0 | 0 | 0 | 0 | 0
3c | of which Solar (PV) | 0% | 0% | 0.2721 | 0.2721 | 0.2721 | 0.2721 | 0.2721 | 0.2721 | 0.2721 | 0.2721 | 0.2721 | 0.2721 | 0.2721 | 0.2721 | 0.2721 | 0.2721 | 0.2721 | 0.2721 | 0.2721 | 0.2721
3d | of which Biomass | 0% | 0% | 0.5939 | 0.5939 | 0.5939 | 0.5939 | 0.5939 | 0.5939 | 0.5939 | 0.5939 | 0.5939 | 0.5939 | 0.5939 | 0.5939 | 0.5939 | 0.5939 | 0.5939 | 0.5939 | 0.5939 | 0.5939
3e | of which other RES (e.g. tidal, wave, geothermal, RES waste, CSP) | 0% | 0% | 0 | 0 | 0 | 0 | 0 | 0 | 0 | 0 | 0 | 0 | 0 | 0 | 0 | 0 | 0 | 0 | 0 | 0
4a | Hydro Run of River and Reservoir | 0% | 0% | 4.3496 | 4.3496 | 4.3496 | 4.3496 | 4.3496 | 4.3496 | 4.3496 | 4.3496 | 4.3496 | 4.3496 | 4.3496 | 4.3496 | 4.3496 | 4.3496 | 4.3496 | 4.3496 | 4.3496 | 4.3496
4b | Hydro pumping | 0% | 0% | 2.82 | 2.82 | 2.82 | 2.82 | 2.82 | 2.82 | 2.82 | 2.82 | 2.82 | 2.82 | 2.82 | 2.82 | 2.82 | 2.82 | 2.82 | 2.82 | 2.82 | 2.82
5 | Other non-RES (e.g. CHP non-renewable, waste non-renewable) | 0% | 0% | 0.04 | 0.04 | 0.04 | 0.04 | 0.04 | 0.04 | 0.04 | 0.04 | 0.04 | 0.04 | 0.04 | 0.04 | 0.04 | 0.04 | 0.04 | 0.04 | 0.04 | 0.04
6 | Total Net generating capacity (6 = 1+2+3+4a+4b+5) |  |  | 19.5251 | 19.5251 | 19.5251 | 19.5251 | 19.5251 | 19.5251 | 19.5251 | 19.5251 | 19.5251 | 19.5251 | 19.5251 | 19.5251 | 19.5251 | 19.5251 | 19.5251 | 19.5251 | 19.5251 | 19.5251
7 | Maintenance & Overhauls (planned outages) |  |  | 1.304 | 0.977 | 0.697 | 0.789 | 0 | 0.7 | 0.736 | 0.767 | 0.821 | 0.757 | 0.888 | 0.703 | 0.633 | 0.612 | 0.525 | 0.479 | 0.417 | 0.409
7a | Nuclear Power |  |  | 0 | 0 | 0 | 0 | 0 | 0 | 0 | 0 | 0 | 0 | 0 | 0 | 0 | 0 | 0 | 0 | 0 | 0
7b | Lignite |  |  | 0 | 0 | 0 | 0 | 0 | 0 | 0 | 0 | 0 | 0 | 0 | 0 | 0 | 0 | 0 | 0 | 0 | 0
7c | Hard Coal |  |  | 0.295 | 0.295 | 0 | 0 | 0 | 0 | 0 | 0 | 0 | 0 | 0 | 0 | 0 | 0 | 0 | 0 | 0 | 0
7d | Gas |  |  | 0.33 | 0 | 0 | 0 | 0 | 0 | 0 | 0 | 0 | 0 | 0 | 0 | 0 | 0 | 0 | 0 | 0 | 0
7e | Oil |  |  | 0 | 0 | 0 | 0 | 0 | 0 | 0 | 0 | 0 | 0 | 0 | 0 | 0 | 0 | 0 | 0 | 0 | 0
7f | Oil Shale |  |  | 0 | 0 | 0 | 0 | 0 | 0 | 0 | 0 | 0 | 0 | 0 | 0 | 0 | 0 | 0 | 0 | 0 | 0
7g | Fossil Peat |  |  | 0 | 0 | 0 | 0 | 0 | 0 | 0 | 0 | 0 | 0 | 0 | 0 | 0 | 0 | 0 | 0 | 0 | 0
7h | Onshore Wind |  |  | 0 | 0 | 0 | 0 | 0 | 0 | 0 | 0 | 0 | 0 | 0 | 0 | 0 | 0 | 0 | 0 | 0 | 0
7i | Offshore Wind |  |  | 0 | 0 | 0 | 0 | 0 | 0 | 0 | 0 | 0 | 0 | 0 | 0 | 0 | 0 | 0 | 0 | 0 | 0
7j | Solar (PV) |  |  | 0 | 0 | 0 | 0 | 0 | 0 | 0 | 0 | 0 | 0 | 0 | 0 | 0 | 0 | 0 | 0 | 0 | 0
7k | Biomass |  |  | 0 | 0 | 0 | 0 | 0 | 0 | 0 | 0 | 0 | 0 | 0 | 0 | 0 | 0 | 0 | 0 | 0 | 0
7l | other RES (apart from hydro, including tidal, wave, geothermal, waste renewable, CSP,…) |  |  | 0 | 0 | 0 | 0 | 0 | 0 | 0 | 0 | 0 | 0 | 0 | 0 | 0 | 0 | 0 | 0 | 0 | 0
7m | Hydro Run of River and Reservoir |  |  | 0.558 | 0.459 | 0.438 | 0.58 | 0 | 0.518 | 0.554 | 0.585 | 0.595 | 0.575 | 0.738 | 0.643 | 0.633 | 0.612 | 0.525 | 0.479 | 0.417 | 0.409
7n | Hydro pumping |  |  | 0.121 | 0.223 | 0.259 | 0.209 | 0 | 0.182 | 0.182 | 0.182 | 0.226 | 0.182 | 0.15 | 0.06 | 0 | 0 | 0 | 0 | 0 | 0
7o | Other non-RES (incl. not clearly identifiable energy sources) |  |  | 0 | 0 | 0 | 0 | 0 | 0 | 0 | 0 | 0 | 0 | 0 | 0 | 0 | 0 | 0 | 0 | 0 | 0
PART B : DATA FOR NORMAL CONDITIONS
8 | Non-usable capacity at reference point (all power stations including mothballed, authorization & technical & legal constraints, energy source unavailability etc. ) |  |  | 6.9435 | 7.1812 | 7.1881 | 7.1795 | 7.1564 | 7.4487 | 7.4524 | 7.4934 | 7.586 | 7.7637 | 7.8897 | 7.9211 | 8.0377 | 8.1999 | 8.186 | 8.2578 | 8.2581 | 8.2819
8a | of which nuclear |  |  | 0 | 0 | 0 | 0 | 0 | 0 | 0 | 0 | 0 | 0 | 0 | 0 | 0 | 0 | 0 | 0 | 0 | 0
8b | of which Lignite |  |  | 0 | 0 | 0 | 0 | 0 | 0 | 0 | 0 | 0 | 0 | 0 | 0 | 0 | 0 | 0 | 0 | 0 | 0
8c | of which Hard Coal |  |  | 0 | 0 | 0 | 0 | 0 | 0 | 0 | 0 | 0 | 0 | 0 | 0 | 0 | 0 | 0 | 0 | 0 | 0
8d | of which Gas |  |  | 1.752 | 1.752 | 1.752 | 1.752 | 1.752 | 1.752 | 1.752 | 1.752 | 1.752 | 1.752 | 1.752 | 1.752 | 1.752 | 1.752 | 1.752 | 1.752 | 1.752 | 1.752
8e | of which Oil |  |  | 0 | 0 | 0 | 0 | 0 | 0 | 0 | 0 | 0 | 0 | 0 | 0 | 0 | 0 | 0 | 0 | 0 | 0
8f | of which Oil Shale |  |  | 0 | 0 | 0 | 0 | 0 | 0 | 0 | 0 | 0 | 0 | 0 | 0 | 0 | 0 | 0 | 0 | 0 | 0
8g | of which Fossil Peat |  |  | 0 | 0 | 0 | 0 | 0 | 0 | 0 | 0 | 0 | 0 | 0 | 0 | 0 | 0 | 0 | 0 | 0 | 0
8h | of which onshore wind |  |  | 4.0669 | 4.0885 | 4.1208 | 4.0913 | 4.0756 | 4.0891 | 4.0664 | 4.0928 | 4.0893 | 4.1012 | 4.1016 | 4.1136 | 4.1969 | 4.2628 | 4.3257 | 4.3757 | 4.3828 | 4.3591
8i | of which offshore wind |  |  | 0 | 0 | 0 | 0 | 0 | 0 | 0 | 0 | 0 | 0 | 0 | 0 | 0 | 0 | 0 | 0 | 0 | 0
8j | of which Solar |  |  | 0.15709 | 0.15608 | 0.15474 | 0.15364 | 0.15227 | 0.15106 | 0.15041 | 0.15001 | 0.15014 | 0.15094 | 0.15248 | 0.15488 | 0.1582 | 0.16251 | 0.16773 | 0.1735 | 0.1807 | 0.18816
8k | of which Biomass |  |  | 0.25538 | 0.25538 | 0.25538 | 0.25538 | 0.25538 | 0.25538 | 0.25538 | 0.25538 | 0.25538 | 0.25538 | 0.25538 | 0.25538 | 0.25538 | 0.25538 | 0.25538 | 0.25538 | 0.25538 | 0.25538
8l | of which other RES (apart from hydro) |  |  | 0 | 0 | 0 | 0 | 0 | 0 | 0 | 0 | 0 | 0 | 0 | 0 | 0 | 0 | 0 | 0 | 0 | 0
8m | Hydro Run of River and Reservoir |  |  | 0.532 | 0.754 | 0.697 | 0.723 | 0.744 | 1.02 | 1.016 | 1.028 | 1.032 | 1.166 | 1.372 | 1.395 | 1.397 | 1.404 | 1.25 | 1.263 | 1.238 | 1.274
8n | Hydro pumping |  |  | 0.163 | 0.158 | 0.191 | 0.187 | 0.16 | 0.164 | 0.195 | 0.198 | 0.29 | 0.321 | 0.239 | 0.233 | 0.261 | 0.346 | 0.418 | 0.421 | 0.432 | 0.436
8o | of which other non-RES (incl. not clearly identifiable energy sources) |  |  | 0.0172 | 0.0172 | 0.0172 | 0.0172 | 0.0172 | 0.0172 | 0.0172 | 0.0172 | 0.0172 | 0.0172 | 0.0172 | 0.0172 | 0.0172 | 0.0172 | 0.0172 | 0.0172 | 0.0172 | 0.0172
9 | Available capacity (9 = 6 - (7 + 8)) |  |  | 11.2776 | 11.3669 | 11.64 | 11.5566 | 12.3687 | 11.3764 | 11.3367 | 11.2647 | 11.1181 | 11.0044 | 10.7474 | 10.901 | 10.8544 | 10.7132 | 10.8141 | 10.7883 | 10.85 | 10.8342
10 | Outages: average expected value (all power stations) |  |  | 0.18866 | 0.19856 | 0.22127 | 0.22127 | 0.22127 | 0.22127 | 0.22127 | 0.22127 | 0.22127 | 0.22127 | 0.22127 | 0.22127 | 0.22127 | 0.22127 | 0.22127 | 0.22127 | 0.22127 | 0.22127
11 | System services reserve (one hour ahead of real time) |  |  | 0.685 | 0.69 | 0.696 | 0.697 | 0.694 | 0.698 | 0.705 | 0.703 | 0.705 | 0.702 | 0.684 | 0.676 | 0.678 | 0.681 | 0.695 | 0.699 | 0.698 | 0.696
12 | Reliably available capacity (12 = 9 - (10 + 11)) |  |  | 10.4039 | 10.4783 | 10.7227 | 10.6383 | 11.4534 | 10.4571 | 10.4104 | 10.3404 | 10.1918 | 10.0811 | 9.8421 | 10.0038 | 9.9551 | 9.8109 | 9.8978 | 9.8681 | 9.9308 | 9.917
13 | Demand at reference point in time |  |  | 6.236 | 6.378 | 6.534 | 6.563 | 6.495 | 6.589 | 6.782 | 6.744 | 6.793 | 6.71 | 6.214 | 6 | 6.066 | 6.144 | 6.512 | 6.641 | 6.592 | 6.533
13b | Population average daily (24h) temperature (degrees Celsius) |  |  | 18.646 | 19.2342 | 19.7995 | 20.3329 | 20.8256 | 21.2683 | 21.6525 | 21.9697 | 22.2119 | 22.3719 | 22.4434 | 22.4209 | 22.3004 | 22.079 | 21.7556 | 21.3309 | 20.8076 | 20.1905
14a | Load reduction / demand side response available at reference point in time |  |  | 0 | 0 | 0 | 0 | 0 | 0 | 0 | 0 | 0 | 0 | 0 | 0 | 0 | 0 | 0 | 0 | 0 | 0
14b | Strategic reserves available at reference point in time |  |  | 0 | 0 | 0 | 0 | 0 | 0 | 0 | 0 | 0 | 0 | 0 | 0 | 0 | 0 | 0 | 0 | 0 | 0
15 | Net weekly load at reference point in time (15 = 13-14a) |  |  | 6.236 | 6.378 | 6.534 | 6.563 | 6.495 | 6.589 | 6.782 | 6.744 | 6.793 | 6.71 | 6.214 | 6 | 6.066 | 6.144 | 6.512 | 6.641 | 6.592 | 6.533
16 | Remaining capacity at reference point in time (16 = 12- 15) |  |  | 4.1679 | 4.1003 | 4.1887 | 4.0753 | 4.9584 | 3.8681 | 3.6284 | 3.5964 | 3.3988 | 3.3711 | 3.6281 | 4.0038 | 3.8891 | 3.6669 | 3.3858 | 3.2271 | 3.3388 | 3.384
B1 | Weekly peak load (unrestricted reference point in time) |  |  | 6.236 | 6.378 | 6.534 | 6.563 | 6.495 | 6.589 | 6.782 | 6.744 | 6.793 | 6.71 | 6.214 | 6 | 6.066 | 6.144 | 6.512 | 6.641 | 6.592 | 6.533
B2 | Daily hour of expected weekly peak load (CET for winter, but CEST for last week; CEST for summer) |  |  | 15:30 | 15:30 | 15:30 | 15:30 | 15:30 | 15:30 | 15:30 | 15:30 | 15:30 | 15:30 | 15:30 | 15:30 | 15:30 | 15:30 | 15:30 | 15:30 | 15:30 | 15:30
.
PART C : DATA FOR SEVERE CONDITIONS
17 | Non-usable capacity at reference point (all power stations including mothballed, authorization & technical & legal constraints, energy source unavailability etc. ) |  |  | 8.8877 | 8.9616 | 8.9746 | 8.9023 | 8.9291 | 8.9884 | 9.0462 | 9.0725 | 9.131 | 9.211 | 9.3975 | 9.4153 | 9.545 | 9.6403 | 9.538 | 9.5734 | 9.6202 | 9.6937
17a | of which nuclear |  |  | 0 | 0 | 0 | 0 | 0 | 0 | 0 | 0 | 0 | 0 | 0 | 0 | 0 | 0 | 0 | 0 | 0 | 0
17b | of which Lignite |  |  | 0 | 0 | 0 | 0 | 0 | 0 | 0 | 0 | 0 | 0 | 0 | 0 | 0 | 0 | 0 | 0 | 0 | 0
17c | of which Hard Coal |  |  | 0 | 0 | 0 | 0 | 0 | 0 | 0 | 0 | 0 | 0 | 0 | 0 | 0 | 0 | 0 | 0 | 0 | 0
17d | of which Gas |  |  | 2.02 | 2.02 | 2.02 | 2.02 | 2.02 | 2.02 | 2.02 | 2.02 | 2.02 | 2.02 | 2.02 | 2.02 | 2.02 | 2.02 | 2.02 | 2.02 | 2.02 | 2.02
17e | of which Oil |  |  | 0 | 0 | 0 | 0 | 0 | 0 | 0 | 0 | 0 | 0 | 0 | 0 | 0 | 0 | 0 | 0 | 0 | 0
17f | of which Oil Shale |  |  | 0 | 0 | 0 | 0 | 0 | 0 | 0 | 0 | 0 | 0 | 0 | 0 | 0 | 0 | 0 | 0 | 0 | 0
17g | of which Fossil Peat |  |  | 0 | 0 | 0 | 0 | 0 | 0 | 0 | 0 | 0 | 0 | 0 | 0 | 0 | 0 | 0 | 0 | 0 | 0
17h | of which onshore wind |  |  | 4.8702 | 4.8644 | 4.8545 | 4.8366 | 4.8262 | 4.824 | 4.8125 | 4.818 | 4.8217 | 4.8239 | 4.8256 | 4.8342 | 4.8679 | 4.8893 | 4.9093 | 4.9289 | 4.9461 | 4.9576
17i | of which offshore wind |  |  | 0 | 0 | 0 | 0 | 0 | 0 | 0 | 0 | 0 | 0 | 0 | 0 | 0 | 0 | 0 | 0 | 0 | 0
17j | of which Solar |  |  | 0.1835 | 0.18034 | 0.17614 | 0.17274 | 0.16889 | 0.16444 | 0.16377 | 0.16257 | 0.16241 | 0.16315 | 0.16598 | 0.17216 | 0.17808 | 0.18506 | 0.19677 | 0.20459 | 0.21713 | 0.22517
17k | of which Biomass |  |  | 0.29695 | 0.29695 | 0.29695 | 0.29695 | 0.29695 | 0.29695 | 0.29695 | 0.29695 | 0.29695 | 0.29695 | 0.29695 | 0.29695 | 0.29695 | 0.29695 | 0.29695 | 0.29695 | 0.29695 | 0.29695
17l | of which other RES (apart from hydro) |  |  | 0 | 0 | 0 | 0 | 0 | 0 | 0 | 0 | 0 | 0 | 0 | 0 | 0 | 0 | 0 | 0 | 0 | 0
17m | Hydro Run of River and Reservoir |  |  | 1.231 | 1.403 | 1.304 | 1.328 | 1.345 | 1.403 | 1.393 | 1.396 | 1.417 | 1.46 | 1.65 | 1.664 | 1.672 | 1.699 | 1.554 | 1.562 | 1.536 | 1.59
17n | Hydro pumping |  |  | 0.266 | 0.177 | 0.303 | 0.228 | 0.252 | 0.26 | 0.34 | 0.359 | 0.393 | 0.427 | 0.419 | 0.408 | 0.49 | 0.53 | 0.541 | 0.541 | 0.584 | 0.584
17o | of which other non-RES (incl. not clearly identifiable energy sources) |  |  | 0.02 | 0.02 | 0.02 | 0.02 | 0.02 | 0.02 | 0.02 | 0.02 | 0.02 | 0.02 | 0.02 | 0.02 | 0.02 | 0.02 | 0.02 | 0.02 | 0.02 | 0.02
18 | Available capacity (18 = 6 - (7 + 17)) |  |  | 9.3334 | 9.5865 | 9.8535 | 9.8338 | 10.596 | 9.8367 | 9.7429 | 9.6856 | 9.5731 | 9.5571 | 9.2396 | 9.4068 | 9.3471 | 9.2728 | 9.4621 | 9.4727 | 9.4879 | 9.4224
19 | Outages: average expected value (all power stations) under SEVERE conditions |  |  | 0.18062 | 0.19052 | 0.21323 | 0.21323 | 0.21323 | 0.21323 | 0.21323 | 0.21323 | 0.21323 | 0.21323 | 0.21323 | 0.21323 | 0.21323 | 0.21323 | 0.21323 | 0.21323 | 0.21323 | 0.21323
20 | System services reserve (one hour ahead of real time) under SEVERE conditions |  |  | 0.717 | 0.725 | 0.722 | 0.739 | 0.732 | 0.727 | 0.742 | 0.738 | 0.736 | 0.755 | 0.736 | 0.706 | 0.717 | 0.722 | 0.733 | 0.743 | 0.737 | 0.744
21 | Reliably available capacity under SEVERE conditions (21 = 18 - (19 + 20)) |  |  | 8.4358 | 8.6709 | 8.9182 | 8.8816 | 9.6508 | 8.8965 | 8.7877 | 8.7343 | 8.6238 | 8.5889 | 8.2903 | 8.4876 | 8.4169 | 8.3376 | 8.5158 | 8.5164 | 8.5376 | 8.4652
22 | Demand at reference point in time under SEVERE conditions (one in 20 year) |  |  | 7.126 | 7.289 | 7.355 | 7.438 | 7.362 | 7.48 | 7.736 | 7.708 | 7.743 | 8.103 | 7.037 | 6.79 | 6.862 | 7.301 | 7.483 | 7.562 | 7.484 | 7.447
23a | Load reduction / demand side response available at reference point in time under SEVERE conditions |  |  | 0 | 0 | 0 | 0 | 0 | 0 | 0 | 0 | 0 | 0 | 0 | 0 | 0 | 0 | 0 | 0 | 0 | 0
23b | Strategic reserves available at reference point in time under SEVERE conditions |  |  | 0 | 0 | 0 | 0 | 0 | 0 | 0 | 0 | 0 | 0 | 0 | 0 | 0 | 0 | 0 | 0 | 0 | 0
24 | Net weekly peak load for SEVERE conditions (24 = 22-23a) |  |  | 7.126 | 7.289 | 7.355 | 7.438 | 7.362 | 7.48 | 7.736 | 7.708 | 7.743 | 8.103 | 7.037 | 6.79 | 6.862 | 7.301 | 7.483 | 7.562 | 7.484 | 7.447
25 | Remaining capacity for SEVERE conditions (25 = 21-24) |  |  | 1.3098 | 1.3819 | 1.5632 | 1.4436 | 2.2888 | 1.4165 | 1.0517 | 1.0263 | 0.88082 | 0.48586 | 1.2533 | 1.6976 | 1.5549 | 1.0366 | 1.0328 | 0.95444 | 1.0536 | 1.0182
C1 | Weekly peak load under SEVERE conditions (unrestricted reference point in time) |  |  | 7.126 | 7.289 | 7.355 | 7.438 | 7.362 | 7.48 | 7.736 | 7.708 | 7.743 | 8.103 | 7.037 | 6.79 | 6.862 | 7.301 | 7.483 | 7.562 | 7.484 | 7.447
C2 | Daily hour of expected weekly peak load (CET for winter, but CEST for last week; CEST for summer) |  |  | 15:30 | 15:30 | 15:30 | 15:30 | 15:30 | 15:30 | 15:30 | 15:30 | 15:30 | 15:30 | 15:30 | 15:30 | 15:30 | 15:30 | 15:30 | 15:30 | 15:30 | 15:30
PART D: ADDITIONAL INFORMATION FOR INTERCONNECTORS (at synchronous peak)
31 | Simultaneous importable capacity |  | From | 1.71 | 1.71 | 1.71 | 1.71 | 1.71 | 1.71 | 1.71 | 1.71 | 1.89 | 1.89 | 1.71 | 1.71 | 1.71 | 1.71 | 1.8 | 1.8 | 1.8 | 1.8
32 | Simultaneous exportable capacity |  | To | 1.62 | 1.62 | 1.62 | 1.62 | 1.62 | 1.62 | 1.62 | 1.62 | 2.4 | 1.8 | 2.4 | 2.4 | 2.3 | 2.3 | 1.8 | 3 | 3 | 3
| The off-peak dates are related to Sunday of each week |  |  | 2019-06-02 | 2019-06-09 | 2019-06-16 | 2019-06-23 | 2019-06-30 | 2019-07-07 | 2019-07-14 | 2019-07-21 | 2019-07-28 | 2019-08-04 | 2019-08-11 | 2019-08-18 | 2019-08-25 | 2019-09-01 | 2019-09-08 | 2019-09-15 | 2019-09-22 | 2019-09-29
| WEEK |  |  | 22 | 23 | 24 | 25 | 26 | 27 | 28 | 29 | 30 | 31 | 32 | 33 | 34 | 35 | 36 | 37 | 38 | 39
| Time (CET for winter, but CEST for last week of winter; CEST for summer) |  |  | 5:00 | 5:00 | 5:00 | 5:00 | 5:00 | 5:00 | 5:00 | 5:00 | 5:00 | 5:00 | 5:00 | 5:00 | 5:00 | 5:00 | 5:00 | 5:00 | 5:00 | 5:00
PART E: ADDITIONAL INFORMATION FOR NIGHT MIN DEMAND CONDITIONS
33 | Weekly Minimum Demand (overnight valley minimum) |  |  | 4.154 | 3.843 | 3.868 | 4.018 | 3.927 | 4.02 | 4.127 | 4.177 | 4.193 | 4.187 | 4.03 | 3.987 | 3.956 | 3.761 | 3.936 | 3.965 | 3.943 | 3.946
34 | Must Run Generation (excluding wind/run of river) |  |  | 0.22 | 0.22 | 0.22 | 0.22 | 0.22 | 0.22 | 0.22 | 0.22 | 0.22 | 0.22 | 0.22 | 0.22 | 0.22 | 0.22 | 0.22 | 0.22 | 0.22 | 0.22
35 | Run of river generation (Must Run) |  |  | 0 | 0 | 0 | 0 | 0 | 0 | 0 | 0 | 0 | 0 | 0 | 0 | 0 | 0 | 0 | 0 | 0 | 0
36 | Downward balancing reserves (FCR, FRR) |  |  | 0.07 | 0.07 | 0.07 | 0.07 | 0.07 | 0.073 | 0.073 | 0.073 | 0.073 | 0.072 | 0.072 | 0.072 | 0.072 | 0.073 | 0.073 | 0.073 | 0.073 | 0.073
37 | Pumping Storage Capacity available (Power) |  |  | 2.698 | 2.698 | 2.698 | 2.698 | 2.698 | 2.698 | 2.698 | 2.698 | 2.698 | 2.698 | 2.698 | 2.698 | 2.698 | 2.698 | 2.698 | 2.698 | 2.698 | 2.698
38a | Highest expected onshore wind generation running |  |  | 3.0135 | 3.0845 | 3.0332 | 3.0401 | 2.9807 | 2.9228 | 2.9 | 2.9343 | 3.0326 | 2.9913 | 2.9976 | 3.0558 | 2.9253 | 2.9893 | 2.996 | 2.966 | 3.0758 | 3.2316
38b | Highest expected offshore wind generation running |  |  | 0 | 0 | 0 | 0 | 0 | 0 | 0 | 0 | 0 | 0 | 0 | 0 | 0 | 0 | 0 | 0 | 0 | 0
39 | DOWNWARD REGULATION CAPABILITIES: 39 = (33+37)-(34+35+36+38a+38b)) |  |  | 3.5485 | 3.1665 | 3.2428 | 3.3859 | 3.3543 | 3.5022 | 3.632 | 3.6477 | 3.5654 | 3.6017 | 3.4384 | 3.3372 | 3.4367 | 3.1767 | 3.345 | 3.404 | 3.2722 | 3.1194
PART Ebis: ADDITIONAL INFORMATION FOR INTERCONNECTORS
Transportable capacity at night minimum demand conditions (high wind conditions)
40 | Simultaneous importable capacity |  | From | 2.25 | 2.25 | 2.25 | 2.25 | 2.25 | 2.25 | 2.25 | 2.3 | 2.3 | 2.7 | 2.7 | 2.7 | 2.7 | 2.97 | 2.97 | 2.97 | 2.97 | 2.97
41 | Simultaneous exportable capacity |  | To | 2.1 | 2.1 | 2.1 | 2.1 | 2.1 | 2.1 | 2.1 | 2.3 | 2.3 | 2.3 | 2.3 | 2 | 2.3 | 2.9 | 2.9 | 2.2 | 2.9 | 2.9
| Time (CET for winter, but CEST for last week of winter; CEST for summer) |  |  | 11:00 | 11:00 | 11:00 | 11:00 | 11:00 | 11:00 | 11:00 | 11:00 | 11:00 | 11:00 | 11:00 | 11:00 | 11:00 | 11:00 | 11:00 | 11:00 | 11:00 | 11:00
PART F: ADDITIONAL INFORMATION FOR DAYTIME MIN DEMAND CONDITIONS
42 | Weekly Minimum Daytime Demand (Sunday low peak + solar) |  |  | 6.846 | 4.758 | 4.742 | 4.812 | 4.712 | 4.768 | 4.942 | 4.954 | 5.022 | 5.024 | 4.836 | 4.738 | 4.7 | 4.633 | 4.733 | 4.825 | 4.893 | 4.801
43 | Must Run Generation (excluding wind/PV/run of river) |  |  | 0.22 | 0.22 | 0.22 | 0.22 | 0.22 | 0.22 | 0.22 | 0.22 | 0.22 | 0.22 | 0.22 | 0.22 | 0.22 | 0.22 | 0.22 | 0.22 | 0.22 | 0.22
44 | Run of river generation (Must Run) |  |  | 0 | 0 | 0 | 0 | 0 | 0 | 0 | 0 | 0 | 0 | 0 | 0 | 0 | 0 | 0 | 0 | 0 | 0
45 | Downward balancing reserves (FCR, FRR) |  |  | 0.074 | 0.074 | 0.074 | 0.074 | 0.074 | 0.074 | 0.074 | 0.074 | 0.074 | 0.072 | 0.072 | 0.072 | 0.072 | 0.074 | 0.074 | 0.074 | 0.074 | 0.074
46 | Pumping Storage Capacity available (Power) |  |  | 2.698 | 2.698 | 2.698 | 2.698 | 2.698 | 2.698 | 2.698 | 2.698 | 2.698 | 2.698 | 2.698 | 2.698 | 2.698 | 2.698 | 2.698 | 2.698 | 2.698 | 2.698
47a | Highest expected onshore wind generation running |  |  | 2.7029 | 2.7529 | 2.629 | 2.5295 | 2.4737 | 2.4199 | 2.3899 | 2.4565 | 2.5788 | 2.5683 | 2.5857 | 2.6863 | 2.629 | 2.7801 | 2.8789 | 2.9578 | 3.0229 | 3.2586
47b | Highest expected offshore wind generation running |  |  | 0 | 0 | 0 | 0 | 0 | 0 | 0 | 0 | 0 | 0 | 0 | 0 | 0 | 0 | 0 | 0 | 0 | 0
48 | Highest expected solar PV running |  |  | 0.12026 | 0.11935 | 0.11815 | 0.11682 | 0.11555 | 0.11412 | 0.11299 | 0.11217 | 0.11139 | 0.11052 | 0.11017 | 0.10985 | 0.10957 | 0.1094 | 0.10927 | 0.1086 | 0.108 | 0.10689
49 | DOWNWARD REGULATION CAPABILITIES: 49 = (42+46)-(43+44+45+47a+47b+48a+48b) |  |  | 6.4268 | 4.2898 | 4.3988 | 4.5697 | 4.5267 | 4.6379 | 4.8431 | 4.7893 | 4.7358 | 4.7512 | 4.5461 | 4.3479 | 4.3675 | 4.1475 | 4.1489 | 4.1626 | 4.1661 | 3.8395
PART Fbis: ADDITIONAL INFORMATION FOR INTERCONNECTORS
Transportable capacity at daytime minimum demand conditions (high wind and high solar conditions)
50 | Simultaneous importable capacity |  | From | 2.25 | 2.25 | 2.25 | 2.25 | 2.25 | 2.25 | 2.25 | 2.3 | 2.3 | 2.7 | 2.7 | 2.7 | 2.7 | 2.97 | 2.97 | 2.97 | 2.97 | 2.97
51 | Simultaneous exportable capacity |  | To | 2.1 | 2.1 | 2.1 | 2.1 | 2.1 | 2.1 | 2.1 | 2.3 | 2.3 | 2.3 | 2.3 | 2 | 2.3 | 2.9 | 2.9 | 2.2 | 2.9 | 2.9

## PL
Summer Outlook Report 2019
| Power Data (all entries are assumed to be >0) |  |  | Countrycode: |  | PL | [6 empty] | Heating if temperature below: | 16.5096 |  |  |  | Cooling if temperature above: | 21.5096
| (Net values in GW, at a synchronous time every week) |  |  | Countryname: |  | Poland | [6 empty] | Heating saturation temperature: | -3 |  |  |  | Cooling saturation temperature: | not detected
[13 empty] | Temperature sensitivity in heating [MW/ ͦC] | -196.7337 |  |  |  | Temperature sensitivity in cooling [MW/ ͦC] | 131.1251
| The peak dates are related to Wednesday of each week |  |  | 2019-05-29 | 2019-06-05 | 2019-06-12 | 2019-06-19 | 2019-06-26 | 2019-07-03 | 2019-07-10 | 2019-07-17 | 2019-07-24 | 2019-07-31 | 2019-08-07 | 2019-08-14 | 2019-08-21 | 2019-08-28 | 2019-09-04 | 2019-09-11 | 2019-09-18 | 2019-09-25
| WEEK |  |  | 22 | 23 | 24 | 25 | 26 | 27 | 28 | 29 | 30 | 31 | 32 | 33 | 34 | 35 | 36 | 37 | 38 | 39
| Time (CET for winter, but CEST last week; CEST for summer) |  |  | 19:00 | 19:00 | 19:00 | 19:00 | 19:00 | 19:00 | 19:00 | 19:00 | 19:00 | 19:00 | 19:00 | 19:00 | 19:00 | 19:00 | 19:00 | 19:00 | 19:00 | 19:00
Line | PART A : INDIGENOUS NATIONAL GENERATION | Severe conditions Average Forced Outage Rate | Normal conditions Average Forced Outage Rate
Net generating capacity:
1 | Nuclear Power | 5% | 5% | 0 | 0 | 0 | 0 | 0 | 0 | 0 | 0 | 0 | 0 | 0 | 0 | 0 | 0 | 0 | 0 | 0 | 0
2 | Fossil Fuels |  |  | 29.28 | 28.95 | 28.95 | 28.95 | 28.95 | 28.95 | 28.95 | 28.95 | 28.95 | 28.95 | 28.95 | 28.95 | 28.95 | 28.95 | 28.95 | 28.95 | 28.95 | 28.95
2a | of which Lignite | 9% | 9% | 8.01 | 7.68 | 7.68 | 7.68 | 7.68 | 7.68 | 7.68 | 7.68 | 7.68 | 7.68 | 7.68 | 7.68 | 7.68 | 7.68 | 7.68 | 7.68 | 7.68 | 7.68
2b | of which Hard Coal | 9% | 9% | 19.16 | 19.16 | 19.16 | 19.16 | 19.16 | 19.16 | 19.16 | 19.16 | 19.16 | 19.16 | 19.16 | 19.16 | 19.16 | 19.16 | 19.16 | 19.16 | 19.16 | 19.16
2c | of which Gas | 7% | 7% | 2.11 | 2.11 | 2.11 | 2.11 | 2.11 | 2.11 | 2.11 | 2.11 | 2.11 | 2.11 | 2.11 | 2.11 | 2.11 | 2.11 | 2.11 | 2.11 | 2.11 | 2.11
2d | of which Oil | 9% | 9% | 0 | 0 | 0 | 0 | 0 | 0 | 0 | 0 | 0 | 0 | 0 | 0 | 0 | 0 | 0 | 0 | 0 | 0
2e | of which Oil Shale | 8.75% | 8.75% | 0 | 0 | 0 | 0 | 0 | 0 | 0 | 0 | 0 | 0 | 0 | 0 | 0 | 0 | 0 | 0 | 0 | 0
2f | of which Fossil Peat | 8.75% | 8.75% | 0 | 0 | 0 | 0 | 0 | 0 | 0 | 0 | 0 | 0 | 0 | 0 | 0 | 0 | 0 | 0 | 0 | 0
3 | Renewable Energy Sources (other than hydro) |  |  | 6.99 | 7.02 | 7.02 | 7.02 | 7.02 | 7.09 | 7.09 | 7.09 | 7.09 | 7.09 | 7.1 | 7.1 | 7.1 | 7.1 | 7.12 | 7.12 | 7.12 | 7.12
3a | of which onshore wind | 0% | 0% | 5.37 | 5.37 | 5.37 | 5.37 | 5.37 | 5.37 | 5.37 | 5.37 | 5.37 | 5.37 | 5.37 | 5.37 | 5.37 | 5.37 | 5.37 | 5.37 | 5.37 | 5.37
3b | of which offshore wind | 0% | 0% | 0 | 0 | 0 | 0 | 0 | 0 | 0 | 0 | 0 | 0 | 0 | 0 | 0 | 0 | 0 | 0 | 0 | 0
3c | of which Solar (PV) | 0% | 0% | 0.41 | 0.42 | 0.42 | 0.42 | 0.42 | 0.44 | 0.44 | 0.44 | 0.44 | 0.44 | 0.44 | 0.44 | 0.44 | 0.44 | 0.45 | 0.45 | 0.45 | 0.45
3d | of which Biomass | 0% | 0% | 0.95 | 0.96 | 0.96 | 0.96 | 0.96 | 0.99 | 0.99 | 0.99 | 0.99 | 0.99 | 0.99 | 0.99 | 0.99 | 0.99 | 1 | 1 | 1 | 1
3e | of which other RES (e.g. tidal, wave, geothermal, RES waste, CSP) | 0% | 0% | 0.26 | 0.27 | 0.27 | 0.27 | 0.27 | 0.29 | 0.29 | 0.29 | 0.29 | 0.29 | 0.3 | 0.3 | 0.3 | 0.3 | 0.3 | 0.3 | 0.3 | 0.3
4a | Hydro Run of River and Reservoir | 0% | 0% | 0.63 | 0.63 | 0.63 | 0.63 | 0.63 | 0.63 | 0.63 | 0.63 | 0.63 | 0.63 | 0.63 | 0.63 | 0.63 | 0.63 | 0.63 | 0.63 | 0.63 | 0.63
4b | Hydro pumping | 0% | 0% | 1.55 | 1.55 | 1.55 | 1.55 | 1.55 | 1.55 | 1.55 | 1.55 | 1.55 | 1.55 | 1.55 | 1.55 | 1.55 | 1.55 | 1.55 | 1.55 | 1.55 | 1.55
5 | Other non-RES (e.g. CHP non-renewable, waste non-renewable) | 0% | 0% | 1.79 | 1.8 | 1.8 | 1.8 | 1.8 | 1.83 | 1.83 | 1.83 | 1.83 | 1.83 | 1.83 | 1.83 | 1.83 | 1.83 | 1.82 | 1.82 | 1.82 | 1.82
6 | Total Net generating capacity (6 = 1+2+3+4a+4b+5) |  |  | 40.24 | 39.95 | 39.95 | 39.95 | 39.95 | 40.05 | 40.05 | 40.05 | 40.05 | 40.05 | 40.06 | 40.06 | 40.06 | 40.06 | 40.07 | 40.07 | 40.07 | 40.07
7 | Maintenance & Overhauls (planned outages) |  |  | 5.21 | 4.7 | 4.5 | 4.79 | 4.63 | 3.84 | 3.49 | 3.51 | 3.93 | 3.33 | 3.18 | 3.53 | 3.53 | 3.39 | 4.05 | 4.43 | 4.46 | 3.89
7a | Nuclear Power |  |  | 0 | 0 | 0 | 0 | 0 | 0 | 0 | 0 | 0 | 0 | 0 | 0 | 0 | 0 | 0 | 0 | 0 | 0
7b | Lignite |  |  | 0.91 | 0.9 | 0.9 | 1.08 | 1.08 | 1.08 | 0.55 | 0.55 | 0.55 | 0.55 | 0.91 | 0.91 | 0.91 | 0.91 | 1.26 | 1.26 | 1.26 | 1.26
7c | Hard Coal |  |  | 3.49 | 3.1 | 2.96 | 3.12 | 2.72 | 2.1 | 2.3 | 2.32 | 2.74 | 2.14 | 1.69 | 2.04 | 2.04 | 1.9 | 1.48 | 2.11 | 2.11 | 2.15
7d | Gas |  |  | 0.38 | 0.47 | 0.47 | 0.47 | 0.47 | 0.36 | 0.36 | 0.36 | 0.36 | 0.36 | 0.3 | 0.3 | 0.3 | 0.3 | 0.79 | 0.79 | 0.79 | 0.21
7e | Oil |  |  | 0 | 0 | 0 | 0 | 0 | 0 | 0 | 0 | 0 | 0 | 0 | 0 | 0 | 0 | 0 | 0 | 0 | 0
7f | Oil Shale |  |  | 0 | 0 | 0 | 0 | 0 | 0 | 0 | 0 | 0 | 0 | 0 | 0 | 0 | 0 | 0 | 0 | 0 | 0
7g | Fossil Peat |  |  | 0 | 0 | 0 | 0 | 0 | 0 | 0 | 0 | 0 | 0 | 0 | 0 | 0 | 0 | 0 | 0 | 0 | 0
7h | Onshore Wind |  |  | 0 | 0 | 0 | 0 | 0 | 0 | 0 | 0 | 0 | 0 | 0 | 0 | 0 | 0 | 0 | 0 | 0 | 0
7i | Offshore Wind |  |  | 0 | 0 | 0 | 0 | 0 | 0 | 0 | 0 | 0 | 0 | 0 | 0 | 0 | 0 | 0 | 0 | 0 | 0
7j | Solar (PV) |  |  | 0 | 0 | 0 | 0 | 0 | 0 | 0 | 0 | 0 | 0 | 0 | 0 | 0 | 0 | 0 | 0 | 0 | 0
7k | Biomass |  |  | 0.25 | 0.11 | 0.11 | 0.06 | 0.06 | 0 | 0 | 0 | 0 | 0 | 0 | 0 | 0 | 0 | 0 | 0 | 0 | 0
7l | other RES (apart from hydro, including tidal, wave, geothermal, waste renewable, CSP,…) |  |  | 0 | 0 | 0 | 0 | 0 | 0 | 0 | 0 | 0 | 0 | 0 | 0 | 0 | 0 | 0 | 0 | 0 | 0
7m | Hydro Run of River and Reservoir |  |  | 0.03 | 0.03 | 0.03 | 0.03 | 0.03 | 0.03 | 0.01 | 0.01 | 0.01 | 0.01 | 0.01 | 0.01 | 0.01 | 0.01 | 0 | 0 | 0 | 0
7n | Hydro pumping |  |  | 0.15 | 0.09 | 0.03 | 0.03 | 0.27 | 0.27 | 0.27 | 0.27 | 0.27 | 0.27 | 0.27 | 0.27 | 0.27 | 0.27 | 0.52 | 0.27 | 0.3 | 0.27
7o | Other non-RES (incl. not clearly identifiable energy sources) |  |  | 0 | 0 | 0 | 0 | 0 | 0 | 0 | 0 | 0 | 0 | 0 | 0 | 0 | 0 | 0 | 0 | 0 | 0
PART B : DATA FOR NORMAL CONDITIONS
8 | Non-usable capacity at reference point (all power stations including mothballed, authorization & technical & legal constraints, energy source unavailability etc. ) |  |  | 10.918 | 10.9872 | 11.2118 | 10.3061 | 10.1676 | 10.4739 | 10.606 | 10.6215 | 10.6038 | 10.6989 | 10.8125 | 10.7231 | 10.6006 | 10.5242 | 10.139 | 10.0893 | 9.861 | 10.0325
8a | of which nuclear |  |  | 0 | 0 | 0 | 0 | 0 | 0 | 0 | 0 | 0 | 0 | 0 | 0 | 0 | 0 | 0 | 0 | 0 | 0
8b | of which Lignite |  |  | 0.47 | 0.53 | 0.59 | 0.59 | 0.55 | 0.39 | 0.41 | 0.42 | 0.4 | 0.36 | 0.2 | 0.23 | 0.26 | 0.24 | 0.2 | 0.19 | 0.19 | 0.24
8c | of which Hard Coal |  |  | 2.72 | 2.72 | 2.82 | 1.91 | 1.85 | 1.95 | 1.97 | 1.94 | 1.95 | 2.11 | 2.28 | 2.21 | 2.15 | 2.15 | 2.13 | 2.13 | 2.07 | 2.05
8d | of which Gas |  |  | 0.74 | 0.69 | 0.66 | 0.63 | 0.66 | 0.82 | 0.91 | 0.92 | 0.88 | 0.81 | 0.84 | 0.8 | 0.77 | 0.74 | 0.54 | 0.54 | 0.51 | 0.67
8e | of which Oil |  |  | 0 | 0 | 0 | 0 | 0 | 0 | 0 | 0 | 0 | 0 | 0 | 0 | 0 | 0 | 0 | 0 | 0 | 0
8f | of which Oil Shale |  |  | 0 | 0 | 0 | 0 | 0 | 0 | 0 | 0 | 0 | 0 | 0 | 0 | 0 | 0 | 0 | 0 | 0 | 0
8g | of which Fossil Peat |  |  | 0 | 0 | 0 | 0 | 0 | 0 | 0 | 0 | 0 | 0 | 0 | 0 | 0 | 0 | 0 | 0 | 0 | 0
8h | of which onshore wind |  |  | 4.6148 | 4.6171 | 4.6234 | 4.6587 | 4.6307 | 4.659 | 4.6701 | 4.6942 | 4.714 | 4.7158 | 4.7355 | 4.7114 | 4.6738 | 4.6313 | 4.5407 | 4.4862 | 4.4442 | 4.3836
8i | of which offshore wind |  |  | 0 | 0 | 0 | 0 | 0 | 0 | 0 | 0 | 0 | 0 | 0 | 0 | 0 | 0 | 0 | 0 | 0 | 0
8j | of which Solar |  |  | 0.37327 | 0.38009 | 0.37839 | 0.37737 | 0.37685 | 0.39496 | 0.3959 | 0.39732 | 0.3998 | 0.40312 | 0.40706 | 0.41171 | 0.4168 | 0.42293 | 0.43834 | 0.44311 | 0.44683 | 0.44894
8k | of which Biomass |  |  | 0.35 | 0.43 | 0.43 | 0.45 | 0.44 | 0.51 | 0.51 | 0.51 | 0.52 | 0.53 | 0.55 | 0.55 | 0.54 | 0.53 | 0.52 | 0.52 | 0.5 | 0.5
8l | of which other RES (apart from hydro) |  |  | 0.13 | 0.14 | 0.14 | 0.13 | 0.13 | 0.15 | 0.15 | 0.15 | 0.15 | 0.16 | 0.16 | 0.16 | 0.16 | 0.16 | 0.16 | 0.16 | 0.15 | 0.15
8m | Hydro Run of River and Reservoir |  |  | 0.25 | 0.26 | 0.27 | 0.27 | 0.26 | 0.28 | 0.28 | 0.28 | 0.28 | 0.28 | 0.29 | 0.3 | 0.3 | 0.31 | 0.3 | 0.3 | 0.29 | 0.3
8n | Hydro pumping |  |  | 0.14 | 0.08 | 0.14 | 0.14 | 0.14 | 0.14 | 0.14 | 0.14 | 0.14 | 0.14 | 0.14 | 0.14 | 0.14 | 0.14 | 0.14 | 0.14 | 0.11 | 0.14
8o | of which other non-RES (incl. not clearly identifiable energy sources) |  |  | 1.13 | 1.14 | 1.16 | 1.15 | 1.13 | 1.18 | 1.17 | 1.17 | 1.17 | 1.19 | 1.21 | 1.21 | 1.19 | 1.2 | 1.17 | 1.18 | 1.15 | 1.15
9 | Available capacity (9 = 6 - (7 + 8)) |  |  | 24.112 | 24.2628 | 24.2382 | 24.8539 | 25.1524 | 25.7361 | 25.954 | 25.9185 | 25.5162 | 26.0211 | 26.0675 | 25.8069 | 25.9294 | 26.1458 | 25.881 | 25.5507 | 25.749 | 26.1475
10 | Outages: average expected value (all power stations) |  |  | 1.35 | 1.33 | 1.39 | 1.46 | 1.56 | 1.64 | 1.66 | 1.67 | 1.61 | 1.6 | 1.55 | 1.51 | 1.55 | 1.61 | 1.67 | 1.62 | 1.62 | 1.61
11 | System services reserve (one hour ahead of real time) |  |  | 1.12 | 1.12 | 1.12 | 1.12 | 1.12 | 1.12 | 1.12 | 1.12 | 1.12 | 1.12 | 1.12 | 1.12 | 1.12 | 1.12 | 1.12 | 1.12 | 1.12 | 1.12
12 | Reliably available capacity (12 = 9 - (10 + 11)) |  |  | 21.642 | 21.8128 | 21.7282 | 22.2739 | 22.4724 | 22.9761 | 23.174 | 23.1285 | 22.7862 | 23.3011 | 23.3975 | 23.1769 | 23.2594 | 23.4158 | 23.091 | 22.8107 | 23.009 | 23.4175
13 | Demand at reference point in time |  |  | 19.02 | 19.18 | 19.04 | 18.94 | 19.23 | 19.18 | 19.13 | 19.13 | 19.19 | 19.33 | 19.03 | 18.43 | 19.22 | 19.36 | 19.56 | 19.74 | 20.14 | 20.56
13b | Population average daily (24h) temperature (degrees Celsius) |  |  | 15.3557 | 16.2087 | 16.9582 | 17.5954 | 18.1125 | 18.5029 | 18.7616 | 18.8847 | 18.8699 | 18.7163 | 18.4246 | 17.9968 | 17.4369 | 16.7501 | 15.9436 | 15.0262 | 14.0086 | 12.9031
14a | Load reduction / demand side response available at reference point in time
14b | Strategic reserves available at reference point in time
15 | Net weekly load at reference point in time (15 = 13-14a) |  |  | 19.02 | 19.18 | 19.04 | 18.94 | 19.23 | 19.18 | 19.13 | 19.13 | 19.19 | 19.33 | 19.03 | 18.43 | 19.22 | 19.36 | 19.56 | 19.74 | 20.14 | 20.56
16 | Remaining capacity at reference point in time (16 = 12- 15) |  |  | 2.622 | 2.6328 | 2.6882 | 3.3339 | 3.2424 | 3.7961 | 4.044 | 3.9985 | 3.5962 | 3.9711 | 4.3675 | 4.7469 | 4.0394 | 4.0558 | 3.531 | 3.0707 | 2.869 | 2.8575
B1 | Weekly peak load (unrestricted reference point in time) |  |  | 20.37 | 20.58 | 20.43 | 20.49 | 20.79 | 20.66 | 20.66 | 20.61 | 20.81 | 21.11 | 20.61 | 19.86 | 20.86 | 20.86 | 20.76 | 21.12 | 21.54 | 21.78
B2 | Daily hour of expected weekly peak load (CET for winter, but CEST for last week; CEST for summer) |  |  | 13:00 | 13:00 | 13:00 | 13:00 | 13:00 | 13:00 | 13:00 | 13:00 | 13:00 | 13:00 | 13:00 | 13:00 | 13:00 | 13:00 | 13:00 | 20:00 | 20:00 | 20:00
.
PART C : DATA FOR SEVERE CONDITIONS
17 | Non-usable capacity at reference point (all power stations including mothballed, authorization & technical & legal constraints, energy source unavailability etc. ) |  |  | 12.1945 | 12.2619 | 12.5636 | 11.4235 | 11.3019 | 11.5043 | 11.588 | 11.5925 | 11.5787 | 11.7447 | 11.7535 | 11.6563 | 11.5296 | 11.4771 | 11.0882 | 11.0815 | 10.8741 | 11.1692
17a | of which nuclear |  |  | 0 | 0 | 0 | 0 | 0 | 0 | 0 | 0 | 0 | 0 | 0 | 0 | 0 | 0 | 0 | 0 | 0 | 0
17b | of which Lignite |  |  | 0.61 | 0.68 | 0.76 | 0.78 | 0.72 | 0.51 | 0.51 | 0.53 | 0.51 | 0.49 | 0.26 | 0.3 | 0.33 | 0.31 | 0.25 | 0.24 | 0.23 | 0.3
17c | of which Hard Coal |  |  | 3.05 | 3.06 | 3.2 | 2.05 | 2 | 2.06 | 2.07 | 2.04 | 2.06 | 2.25 | 2.41 | 2.32 | 2.24 | 2.24 | 2.22 | 2.23 | 2.16 | 2.14
17d | of which Gas |  |  | 0.86 | 0.81 | 0.78 | 0.76 | 0.79 | 0.97 | 1.05 | 1.06 | 1.03 | 0.97 | 1 | 0.94 | 0.9 | 0.85 | 0.59 | 0.58 | 0.55 | 0.76
17e | of which Oil |  |  | 0 | 0 | 0 | 0 | 0 | 0 | 0 | 0 | 0 | 0 | 0 | 0 | 0 | 0 | 0 | 0 | 0 | 0
17f | of which Oil Shale |  |  | 0 | 0 | 0 | 0 | 0 | 0 | 0 | 0 | 0 | 0 | 0 | 0 | 0 | 0 | 0 | 0 | 0 | 0
17g | of which Fossil Peat |  |  | 0 | 0 | 0 | 0 | 0 | 0 | 0 | 0 | 0 | 0 | 0 | 0 | 0 | 0 | 0 | 0 | 0 | 0
17h | of which onshore wind |  |  | 5.2538 | 5.2542 | 5.2576 | 5.259 | 5.2583 | 5.2622 | 5.265 | 5.2677 | 5.2705 | 5.2726 | 5.267 | 5.2638 | 5.2616 | 5.2644 | 5.2518 | 5.2427 | 5.2443 | 5.2392
17i | of which offshore wind |  |  | 0 | 0 | 0 | 0 | 0 | 0 | 0 | 0 | 0 | 0 | 0 | 0 | 0 | 0 | 0 | 0 | 0 | 0
17j | of which Solar |  |  | 0.38065 | 0.38773 | 0.38602 | 0.38448 | 0.38363 | 0.4021 | 0.40294 | 0.40479 | 0.40819 | 0.41206 | 0.41647 | 0.42249 | 0.42799 | 0.4327 | 0.44635 | 0.44877 | 0.44979 | 0.44999
17k | of which Biomass |  |  | 0.35 | 0.43 | 0.43 | 0.45 | 0.44 | 0.51 | 0.51 | 0.51 | 0.52 | 0.53 | 0.55 | 0.55 | 0.54 | 0.53 | 0.52 | 0.52 | 0.5 | 0.5
17l | of which other RES (apart from hydro) |  |  | 0.13 | 0.14 | 0.14 | 0.13 | 0.13 | 0.15 | 0.15 | 0.15 | 0.15 | 0.16 | 0.16 | 0.16 | 0.16 | 0.16 | 0.16 | 0.16 | 0.15 | 0.15
17m | Hydro Run of River and Reservoir |  |  | 0.25 | 0.26 | 0.27 | 0.27 | 0.26 | 0.28 | 0.28 | 0.28 | 0.28 | 0.28 | 0.29 | 0.3 | 0.3 | 0.31 | 0.3 | 0.3 | 0.29 | 0.3
17n | Hydro pumping |  |  | 0.18 | 0.1 | 0.18 | 0.19 | 0.19 | 0.18 | 0.18 | 0.18 | 0.18 | 0.19 | 0.19 | 0.19 | 0.18 | 0.18 | 0.18 | 0.18 | 0.15 | 0.18
17o | of which other non-RES (incl. not clearly identifiable energy sources) |  |  | 1.13 | 1.14 | 1.16 | 1.15 | 1.13 | 1.18 | 1.17 | 1.17 | 1.17 | 1.19 | 1.21 | 1.21 | 1.19 | 1.2 | 1.17 | 1.18 | 1.15 | 1.15
18 | Available capacity (18 = 6 - (7 + 17)) |  |  | 22.8355 | 22.9881 | 22.8864 | 23.7365 | 24.0181 | 24.7057 | 24.972 | 24.9475 | 24.5413 | 24.9753 | 25.1265 | 24.8737 | 25.0004 | 25.1929 | 24.9318 | 24.5585 | 24.7359 | 25.0108
19 | Outages: average expected value (all power stations) under SEVERE conditions |  |  | 1.66 | 1.61 | 1.7 | 1.82 | 1.95 | 2.02 | 1.99 | 2.01 | 1.97 | 2.03 | 1.95 | 1.87 | 1.89 | 1.96 | 2 | 1.96 | 1.96 | 1.94
20 | System services reserve (one hour ahead of real time) under SEVERE conditions |  |  | 1.12 | 1.12 | 1.12 | 1.12 | 1.12 | 1.12 | 1.12 | 1.12 | 1.12 | 1.12 | 1.12 | 1.12 | 1.12 | 1.12 | 1.12 | 1.12 | 1.12 | 1.12
21 | Reliably available capacity under SEVERE conditions (21 = 18 - (19 + 20)) |  |  | 20.0555 | 20.2581 | 20.0664 | 20.7965 | 20.9481 | 21.5657 | 21.862 | 21.8175 | 21.4513 | 21.8253 | 22.0565 | 21.8837 | 21.9904 | 22.1129 | 21.8118 | 21.4785 | 21.6559 | 21.9508
22 | Demand at reference point in time under SEVERE conditions (one in 20 year) |  |  | 19.79 | 19.81 | 19.51 | 19.68 | 19.79 | 19.72 | 19.93 | 19.64 | 19.97 | 19.94 | 19.9 | 19.03 | 19.72 | 20.04 | 19.72 | 19.94 | 20.35 | 20.85
23a | Load reduction / demand side response available at reference point in time under SEVERE conditions
23b | Strategic reserves available at reference point in time under SEVERE conditions
24 | Net weekly peak load for SEVERE conditions (24 = 22-23a) |  |  | 19.79 | 19.81 | 19.51 | 19.68 | 19.79 | 19.72 | 19.93 | 19.64 | 19.97 | 19.94 | 19.9 | 19.03 | 19.72 | 20.04 | 19.72 | 19.94 | 20.35 | 20.85
25 | Remaining capacity for SEVERE conditions (25 = 21-24) |  |  | 0.26552 | 0.44809 | 0.55638 | 1.1165 | 1.1581 | 1.8457 | 1.932 | 2.1775 | 1.4813 | 1.8853 | 2.1565 | 2.8537 | 2.2704 | 2.0729 | 2.0918 | 1.5385 | 1.3059 | 1.1008
C1 | Weekly peak load under SEVERE conditions (unrestricted reference point in time) |  |  | 21.27 | 21.3 | 20.94 | 21.32 | 21.43 | 21.33 | 21.59 | 21.28 | 21.69 | 21.79 | 21.57 | 20.53 | 21.45 | 21.63 | 21.17 | 21.3 | 21.73 | 22.06
C2 | Daily hour of expected weekly peak load (CET for winter, but CEST for last week; CEST for summer) |  |  | 13:00 | 13:00 | 13:00 | 13:00 | 13:00 | 13:00 | 13:00 | 13:00 | 13:00 | 13:00 | 13:00 | 13:00 | 13:00 | 13:00 | 13:00 | 20:00 | 20:00 | 20:00
PART D: ADDITIONAL INFORMATION FOR INTERCONNECTORS (at synchronous peak)
31 | Simultaneous importable capacity |  | From | 1.54 | 1.51 | 1.51 | 1.51 | 1.51 | 1.51 | 1.51 | 1.51 | 1.51 | 1.51 | 1.35 | 1.51 | 1.51 | 1.51 | 1.51 | 1.51 | 0.94 | 0.94
32 | Simultaneous exportable capacity |  | To | 1.5 | 1.5 | 0.9 | 0.9 | 0.9 | 0.5 | 1.5 | 0.7 | 0.7 | 0.7 | 0.6 | 1.2 | 1.3 | 1.3 | 1.3 | 1.3 | 1.15 | 1
| The off-peak dates are related to Sunday of each week |  |  | 2019-06-02 | 2019-06-09 | 2019-06-16 | 2019-06-23 | 2019-06-30 | 2019-07-07 | 2019-07-14 | 2019-07-21 | 2019-07-28 | 2019-08-04 | 2019-08-11 | 2019-08-18 | 2019-08-25 | 2019-09-01 | 2019-09-08 | 2019-09-15 | 2019-09-22 | 2019-09-29
| WEEK |  |  | 22 | 23 | 24 | 25 | 26 | 27 | 28 | 29 | 30 | 31 | 32 | 33 | 34 | 35 | 36 | 37 | 38 | 39
| Time (CET for winter, but CEST for last week of winter; CEST for summer) |  |  | 5:00 | 5:00 | 5:00 | 5:00 | 5:00 | 5:00 | 5:00 | 5:00 | 5:00 | 5:00 | 5:00 | 5:00 | 5:00 | 5:00 | 5:00 | 5:00 | 5:00 | 5:00
PART E: ADDITIONAL INFORMATION FOR NIGHT MIN DEMAND CONDITIONS
33 | Weekly Minimum Demand (overnight valley minimum) |  |  | 11.55 | 11.47 | 11.51 | 11.44 | 11.68 | 11.68 | 11.86 | 11.76 | 11.79 | 12.11 | 12.23 | 12.3 | 12.48 | 12.41 | 12.47 | 12.53 | 12.63 | 12.78
34 | Must Run Generation (excluding wind/run of river) |  |  | 9.72 | 9.76 | 9.84 | 9.8 | 9.77 | 9.7 | 9.74 | 9.78 | 9.82 | 9.85 | 9.89 | 9.86 | 9.88 | 9.92 | 9.97 | 10.05 | 10.18 | 10.25
35 | Run of river generation (Must Run) |  |  | 0.05 | 0.04 | 0.04 | 0.04 | 0.04 | 0.04 | 0.04 | 0.04 | 0.04 | 0.04 | 0.04 | 0.03 | 0.03 | 0.03 | 0.03 | 0.03 | 0.03 | 0.03
36 | Downward balancing reserves (FCR, FRR) |  |  | 0.46 | 0.46 | 0.46 | 0.46 | 0.46 | 0.46 | 0.46 | 0.46 | 0.46 | 0.46 | 0.46 | 0.46 | 0.46 | 0.46 | 0.46 | 0.46 | 0.46 | 0.46
37 | Pumping Storage Capacity available (Power) |  |  | 0.87 | 1 | 1 | 1 | 0.73 | 0.73 | 0.73 | 0.73 | 0.73 | 0.73 | 0.73 | 0.73 | 0.73 | 0.46 | 0.46 | 0.73 | 0.73 | 0.73
38a | Highest expected onshore wind generation running |  |  | 2.4432 | 2.4899 | 2.4954 | 2.5115 | 2.4947 | 2.4367 | 2.3068 | 2.3068 | 2.2307 | 2.2742 | 2.2842 | 2.3313 | 2.5922 | 2.7261 | 2.9456 | 3.0194 | 3.2071 | 3.2513
38b | Highest expected offshore wind generation running |  |  | 0 | 0 | 0 | 0 | 0 | 0 | 0 | 0 | 0 | 0 | 0 | 0 | 0 | 0 | 0 | 0 | 0 | 0
39 | DOWNWARD REGULATION CAPABILITIES: 39 = (33+37)-(34+35+36+38a+38b)) |  |  | -0.25323 | -0.27993 | -0.32535 | -0.37149 | -0.35474 | -0.22673 | 0.043171 | -0.096829 | -0.030675 | 0.21583 | 0.28583 | 0.34873 | 0.24778 | -0.2661 | -0.47558 | -0.29944 | -0.51709 | -0.4813
PART Ebis: ADDITIONAL INFORMATION FOR INTERCONNECTORS
Transportable capacity at night minimum demand conditions (high wind conditions)
40 | Simultaneous importable capacity |  | From | 1.51 | 1.51 | 1.51 | 1.51 | 1.51 | 1.51 | 1.51 | 1.51 | 1.51 | 1.35 | 1.51 | 1.51 | 1.51 | 1.51 | 1.51 | 1.51 | 0.94 | 0.94
41 | Simultaneous exportable capacity |  | To | 1.9 | 1.9 | 1.3 | 1.3 | 1.9 | 1.9 | 1.1 | 1.1 | 1.1 | 1 | 1 | 1.7 | 1.7 | 1.7 | 1.4 | 1.4 | 1.5 | 1.5
| Time (CET for winter, but CEST for last week of winter; CEST for summer) |  |  | 11:00 | 11:00 | 11:00 | 11:00 | 11:00 | 11:00 | 11:00 | 11:00 | 11:00 | 11:00 | 11:00 | 11:00 | 11:00 | 11:00 | 11:00 | 11:00 | 11:00 | 11:00
PART F: ADDITIONAL INFORMATION FOR DAYTIME MIN DEMAND CONDITIONS
42 | Weekly Minimum Daytime Demand (Sunday low peak + solar) |  |  | 15.45 | 15.34 | 15.23 | 15.42 | 15.57 | 15.31 | 15.44 | 15.35 | 15.4 | 15.83 | 15.48 | 15.12 | 15.66 | 15.62 | 15.55 | 15.66 | 15.84 | 15.91
43 | Must Run Generation (excluding wind/PV/run of river) |  |  | 9.65 | 9.69 | 9.74 | 9.69 | 9.69 | 9.6 | 9.62 | 9.65 | 9.76 | 9.78 | 9.81 | 9.78 | 9.8 | 9.84 | 9.93 | 10.04 | 10.17 | 10.24
44 | Run of river generation (Must Run) |  |  | 0.06 | 0.06 | 0.06 | 0.06 | 0.06 | 0.06 | 0.06 | 0.06 | 0.06 | 0.06 | 0.06 | 0.05 | 0.05 | 0.05 | 0.04 | 0.04 | 0.04 | 0.03
45 | Downward balancing reserves (FCR, FRR) |  |  | 0.46 | 0.46 | 0.46 | 0.46 | 0.46 | 0.46 | 0.46 | 0.46 | 0.46 | 0.46 | 0.46 | 0.46 | 0.46 | 0.46 | 0.46 | 0.46 | 0.46 | 0.46
46 | Pumping Storage Capacity available (Power) |  |  | 0.87 | 1 | 1 | 1 | 0.73 | 0.73 | 0.73 | 0.73 | 0.73 | 0.73 | 0.73 | 0.73 | 0.73 | 0.46 | 0.46 | 0.73 | 0.73 | 0.73
47a | Highest expected onshore wind generation running |  |  | 2.5687 | 2.6568 | 2.7435 | 2.8042 | 2.7847 | 2.7144 | 2.6237 | 2.611 | 2.4353 | 2.4598 | 2.3636 | 2.4054 | 2.8496 | 3.0607 | 3.1764 | 3.2425 | 3.4625 | 3.4795
47b | Highest expected offshore wind generation running |  |  | 0 | 0 | 0 | 0 | 0 | 0 | 0 | 0 | 0 | 0 | 0 | 0 | 0 | 0 | 0 | 0 | 0 | 0
48 | Highest expected solar PV running |  |  | 0.18663 | 0.19048 | 0.18925 | 0.1873 | 0.18632 | 0.19388 | 0.19229 | 0.18965 | 0.18789 | 0.18629 | 0.18427 | 0.18083 | 0.17842 | 0.17493 | 0.17355 | 0.16793 | 0.16197 | 0.15612
49 | DOWNWARD REGULATION CAPABILITIES: 49 = (42+46)-(43+44+45+47a+47b+48a+48b) |  |  | 3.3946 | 3.2827 | 3.0372 | 3.2185 | 3.119 | 3.0117 | 3.214 | 3.1094 | 3.2268 | 3.6139 | 3.3322 | 2.9737 | 3.052 | 2.4944 | 2.23 | 2.4396 | 2.2755 | 2.2744
PART Fbis: ADDITIONAL INFORMATION FOR INTERCONNECTORS
Transportable capacity at daytime minimum demand conditions (high wind and high solar conditions)
50 | Simultaneous importable capacity |  | From | 1.51 | 1.51 | 1.51 | 1.51 | 1.51 | 1.51 | 1.51 | 1.51 | 1.51 | 1.35 | 1.51 | 1.51 | 1.51 | 1.51 | 1.51 | 1.51 | 0.94 | 0.94
51 | Simultaneous exportable capacity |  | To | 1.9 | 1.9 | 1.3 | 1.3 | 1.9 | 1.9 | 1.1 | 1.1 | 1.1 | 1 | 1 | 1.7 | 1.7 | 1.7 | 1.4 | 1.4 | 1.5 | 1.5

## NO
Summer Outlook Report 2019
| Power Data (all entries are assumed to be >0) |  |  | Countrycode: |  | NO | [6 empty] | Heating if temperature below: | 16.7178 |  |  |  | Cooling if temperature above: | not detected
| (Net values in GW, at a synchronous time every week) |  |  | Countryname: |  | Norway | [6 empty] | Heating saturation temperature: | -9 |  |  |  | Cooling saturation temperature: | not detected
[13 empty] | Temperature sensitivity in heating [MW/ ͦC] | -412.9611 |  |  |  | Temperature sensitivity in cooling [MW/ ͦC] | not detected
| The peak dates are related to Wednesday of each week |  |  | 2019-05-29 | 2019-06-05 | 2019-06-12 | 2019-06-19 | 2019-06-26 | 2019-07-03 | 2019-07-10 | 2019-07-17 | 2019-07-24 | 2019-07-31 | 2019-08-07 | 2019-08-14 | 2019-08-21 | 2019-08-28 | 2019-09-04 | 2019-09-11 | 2019-09-18 | 2019-09-25
| WEEK |  |  | 22 | 23 | 24 | 25 | 26 | 27 | 28 | 29 | 30 | 31 | 32 | 33 | 34 | 35 | 36 | 37 | 38 | 39
| Time (CET for winter, but CEST last week; CEST for summer) |  |  | 19:00 | 19:00 | 19:00 | 19:00 | 19:00 | 19:00 | 19:00 | 19:00 | 19:00 | 19:00 | 19:00 | 19:00 | 19:00 | 19:00 | 19:00 | 19:00 | 19:00 | 19:00
Line | PART A : INDIGENOUS NATIONAL GENERATION | Severe conditions Average Forced Outage Rate | Normal conditions Average Forced Outage Rate
Net generating capacity:
1 | Nuclear Power | 5% | 5% | 0 | 0 | 0 | 0 | 0 | 0 | 0 | 0 | 0 | 0 | 0 | 0 | 0 | 0 | 0 | 0 | 0 | 0
2 | Fossil Fuels |  |  | 0.3 | 0.3 | 0.3 | 0.3 | 0.3 | 0.3 | 0.3 | 0.3 | 0.3 | 0.3 | 0.3 | 0.3 | 0.3 | 0.3 | 0.3 | 0.3 | 0.3 | 0.3
2a | of which Lignite | 9% | 9% | 0 | 0 | 0 | 0 | 0 | 0 | 0 | 0 | 0 | 0 | 0 | 0 | 0 | 0 | 0 | 0 | 0 | 0
2b | of which Hard Coal | 9% | 9% | 0 | 0 | 0 | 0 | 0 | 0 | 0 | 0 | 0 | 0 | 0 | 0 | 0 | 0 | 0 | 0 | 0 | 0
2c | of which Gas | 7% | 7% | 0.3 | 0.3 | 0.3 | 0.3 | 0.3 | 0.3 | 0.3 | 0.3 | 0.3 | 0.3 | 0.3 | 0.3 | 0.3 | 0.3 | 0.3 | 0.3 | 0.3 | 0.3
2d | of which Oil | 9% | 9% | 0 | 0 | 0 | 0 | 0 | 0 | 0 | 0 | 0 | 0 | 0 | 0 | 0 | 0 | 0 | 0 | 0 | 0
2e | of which Oil Shale | 8.75% | 8.75% | 0 | 0 | 0 | 0 | 0 | 0 | 0 | 0 | 0 | 0 | 0 | 0 | 0 | 0 | 0 | 0 | 0 | 0
2f | of which Fossil Peat | 8.75% | 8.75% | 0 | 0 | 0 | 0 | 0 | 0 | 0 | 0 | 0 | 0 | 0 | 0 | 0 | 0 | 0 | 0 | 0 | 0
3 | Renewable Energy Sources (other than hydro) |  |  | 1.87 | 1.87 | 1.87 | 1.87 | 1.87 | 1.87 | 1.87 | 1.87 | 1.87 | 1.87 | 1.87 | 1.87 | 1.87 | 1.87 | 1.87 | 1.87 | 1.87 | 1.87
3a | of which onshore wind | 0% | 0% | 1.8 | 1.8 | 1.8 | 1.8 | 1.8 | 1.8 | 1.8 | 1.8 | 1.8 | 1.8 | 1.8 | 1.8 | 1.8 | 1.8 | 1.8 | 1.8 | 1.8 | 1.8
3b | of which offshore wind | 0% | 0% | 0 | 0 | 0 | 0 | 0 | 0 | 0 | 0 | 0 | 0 | 0 | 0 | 0 | 0 | 0 | 0 | 0 | 0
3c | of which Solar (PV) | 0% | 0% | 0.01 | 0.01 | 0.01 | 0.01 | 0.01 | 0.01 | 0.01 | 0.01 | 0.01 | 0.01 | 0.01 | 0.01 | 0.01 | 0.01 | 0.01 | 0.01 | 0.01 | 0.01
3d | of which Biomass | 0% | 0% | 0.01 | 0.01 | 0.01 | 0.01 | 0.01 | 0.01 | 0.01 | 0.01 | 0.01 | 0.01 | 0.01 | 0.01 | 0.01 | 0.01 | 0.01 | 0.01 | 0.01 | 0.01
3e | of which other RES (e.g. tidal, wave, geothermal, RES waste, CSP) | 0% | 0% | 0.05 | 0.05 | 0.05 | 0.05 | 0.05 | 0.05 | 0.05 | 0.05 | 0.05 | 0.05 | 0.05 | 0.05 | 0.05 | 0.05 | 0.05 | 0.05 | 0.05 | 0.05
4a | Hydro Run of River and Reservoir | 1% | 1% | 32.7 | 32.7 | 32.7 | 32.7 | 32.7 | 32.7 | 32.7 | 32.7 | 32.7 | 32.7 | 32.7 | 32.7 | 32.7 | 32.7 | 32.7 | 32.7 | 32.7 | 32.7
4b | Hydro pumping | 1% | 1% | 0 | 0 | 0 | 0 | 0 | 0 | 0 | 0 | 0 | 0 | 0 | 0 | 0 | 0 | 0 | 0 | 0 | 0
5 | Other non-RES (e.g. CHP non-renewable, waste non-renewable) | 0% | 0% | 0.07 | 0.07 | 0.07 | 0.07 | 0.07 | 0.07 | 0.07 | 0.07 | 0.07 | 0.07 | 0.07 | 0.07 | 0.07 | 0.07 | 0.07 | 0.07 | 0.07 | 0.07
6 | Total Net generating capacity (6 = 1+2+3+4a+4b+5) |  |  | 34.94 | 34.94 | 34.94 | 34.94 | 34.94 | 34.94 | 34.94 | 34.94 | 34.94 | 34.94 | 34.94 | 34.94 | 34.94 | 34.94 | 34.94 | 34.94 | 34.94 | 34.94
7 | Maintenance & Overhauls (planned outages) |  |  | 1.2 | 2 | 2 | 2 | 1.2 | 1.2 | 0.5 | 0.5 | 0.5 | 2 | 3 | 3 | 4 | 4 | 4 | 4 | 4 | 4
7a | Nuclear Power |  |  | 0 | 0 | 0 | 0 | 0 | 0 | 0 | 0 | 0 | 0 | 0 | 0 | 0 | 0 | 0 | 0 | 0 | 0
7b | Lignite |  |  | 0 | 0 | 0 | 0 | 0 | 0 | 0 | 0 | 0 | 0 | 0 | 0 | 0 | 0 | 0 | 0 | 0 | 0
7c | Hard Coal |  |  | 0 | 0 | 0 | 0 | 0 | 0 | 0 | 0 | 0 | 0 | 0 | 0 | 0 | 0 | 0 | 0 | 0 | 0
7d | Gas |  |  | 0 | 0 | 0 | 0 | 0 | 0 | 0 | 0 | 0 | 0 | 0 | 0 | 0 | 0 | 0 | 0 | 0 | 0
7e | Oil |  |  | 0 | 0 | 0 | 0 | 0 | 0 | 0 | 0 | 0 | 0 | 0 | 0 | 0 | 0 | 0 | 0 | 0 | 0
7f | Oil Shale |  |  | 0 | 0 | 0 | 0 | 0 | 0 | 0 | 0 | 0 | 0 | 0 | 0 | 0 | 0 | 0 | 0 | 0 | 0
7g | Fossil Peat |  |  | 0 | 0 | 0 | 0 | 0 | 0 | 0 | 0 | 0 | 0 | 0 | 0 | 0 | 0 | 0 | 0 | 0 | 0
7h | Onshore Wind |  |  | 0 | 0 | 0 | 0 | 0 | 0 | 0 | 0 | 0 | 0 | 0 | 0 | 0 | 0 | 0 | 0 | 0 | 0
7i | Offshore Wind |  |  | 0 | 0 | 0 | 0 | 0 | 0 | 0 | 0 | 0 | 0 | 0 | 0 | 0 | 0 | 0 | 0 | 0 | 0
7j | Solar (PV) |  |  | 0 | 0 | 0 | 0 | 0 | 0 | 0 | 0 | 0 | 0 | 0 | 0 | 0 | 0 | 0 | 0 | 0 | 0
7k | Biomass |  |  | 0 | 0 | 0 | 0 | 0 | 0 | 0 | 0 | 0 | 0 | 0 | 0 | 0 | 0 | 0 | 0 | 0 | 0
7l | other RES (apart from hydro, including tidal, wave, geothermal, waste renewable, CSP,…) |  |  | 0 | 0 | 0 | 0 | 0 | 0 | 0 | 0 | 0 | 0 | 0 | 0 | 0 | 0 | 0 | 0 | 0 | 0
7m | Hydro Run of River and Reservoir |  |  | 1.2 | 2 | 2 | 2 | 1.2 | 1.2 | 0.5 | 0.5 | 0.5 | 2 | 3 | 3 | 4 | 4 | 4 | 4 | 4 | 4
7n | Hydro pumping |  |  | 0 | 0 | 0 | 0 | 0 | 0 | 0 | 0 | 0 | 0 | 0 | 0 | 0 | 0 | 0 | 0 | 0 | 0
7o | Other non-RES (incl. not clearly identifiable energy sources) |  |  | 0 | 0 | 0 | 0 | 0 | 0 | 0 | 0 | 0 | 0 | 0 | 0 | 0 | 0 | 0 | 0 | 0 | 0
PART B : DATA FOR NORMAL CONDITIONS
8 | Non-usable capacity at reference point (all power stations including mothballed, authorization & technical & legal constraints, energy source unavailability etc. ) |  |  | 1.4663 | 1.4641 | 1.4659 | 1.4758 | 1.4863 | 1.5005 | 1.5109 | 1.5188 | 1.533 | 1.542 | 1.538 | 1.526 | 1.505 | 1.4765 | 1.4422 | 1.4105 | 1.3796 | 1.3455
8a | of which nuclear
8b | of which Lignite
8c | of which Hard Coal
8d | of which Gas
8e | of which Oil
8f | of which Oil Shale
8g | of which Fossil Peat
8h | of which onshore wind |  |  | 1.458 | 1.4559 | 1.4577 | 1.4677 | 1.4782 | 1.4923 | 1.5027 | 1.5105 | 1.5246 | 1.5335 | 1.5294 | 1.5172 | 1.496 | 1.4674 | 1.4328 | 1.4009 | 1.3699 | 1.3356
8i | of which offshore wind |  |  | 0 | 0 | 0 | 0 | 0 | 0 | 0 | 0 | 0 | 0 | 0 | 0 | 0 | 0 | 0 | 0 | 0 | 0
8j | of which Solar |  |  | 0.0082713 | 0.0082235 | 0.0081803 | 0.0081696 | 0.008168 | 0.0081861 | 0.0082228 | 0.0082888 | 0.008379 | 0.0084651 | 0.0086023 | 0.0087755 | 0.0089517 | 0.0091503 | 0.0093627 | 0.0095512 | 0.0097426 | 0.0098821
8k | of which Biomass
8l | of which other RES (apart from hydro)
8m | Hydro Run of River and Reservoir
8n | Hydro pumping
8o | of which other non-RES (incl. not clearly identifiable energy sources)
9 | Available capacity (9 = 6 - (7 + 8)) |  |  | 32.2737 | 31.4759 | 31.4741 | 31.4642 | 32.2537 | 32.2395 | 32.9291 | 32.9212 | 32.907 | 31.398 | 30.402 | 30.414 | 29.435 | 29.4635 | 29.4978 | 29.5295 | 29.5604 | 29.5945
10 | Outages: average expected value (all power stations) |  |  | 0.336 | 0.328 | 0.328 | 0.328 | 0.336 | 0.336 | 0.343 | 0.343 | 0.343 | 0.328 | 0.318 | 0.318 | 0.308 | 0.308 | 0.308 | 0.308 | 0.308 | 0.308
11 | System services reserve (one hour ahead of real time) |  |  | 0.716 | 0.716 | 0.716 | 0.716 | 0.716 | 0.716 | 0.716 | 0.716 | 0.716 | 0.716 | 0.716 | 0.716 | 0.716 | 0.716 | 0.716 | 0.716 | 0.716 | 0.716
12 | Reliably available capacity (12 = 9 - (10 + 11)) |  |  | 31.2217 | 30.4319 | 30.4301 | 30.4202 | 31.2017 | 31.1875 | 31.8701 | 31.8622 | 31.848 | 30.354 | 29.368 | 29.38 | 28.411 | 28.4395 | 28.4738 | 28.5055 | 28.5364 | 28.5705
13 | Demand at reference point in time |  |  | 14.4929 | 14.1426 | 13.872 | 13.6731 | 13.5351 | 13.4467 | 13.3983 | 13.3831 | 13.3988 | 13.4472 | 13.5343 | 13.6688 | 13.8603 | 14.1178 | 14.4474 | 14.8513 | 15.3265 | 15.8649
13b | Population average daily (24h) temperature (degrees Celsius) |  |  | 13.4659 | 14.4772 | 15.3608 | 16.1024 | 16.6903 | 17.1155 | 17.3719 | 17.4566 | 17.3694 | 17.1132 | 16.6938 | 16.1197 | 15.4019 | 14.5539 | 13.591 | 12.5305 | 11.3909 | 10.1917
14a | Load reduction / demand side response available at reference point in time
14b | Strategic reserves available at reference point in time |  |  | 0.7 | 0.7 | 0.7 | 0.7 | 0.7 | 0.7 | 0.7 | 0.7 | 0.7 | 0.7 | 0.7 | 0.7 | 0.7 | 0.7 | 0.7 | 0.7 | 0.7 | 0.7
15 | Net weekly load at reference point in time (15 = 13-14a) |  |  | 14.4929 | 14.1426 | 13.872 | 13.6731 | 13.5351 | 13.4467 | 13.3983 | 13.3831 | 13.3988 | 13.4472 | 13.5343 | 13.6688 | 13.8603 | 14.1178 | 14.4474 | 14.8513 | 15.3265 | 15.8649
16 | Remaining capacity at reference point in time (16 = 12- 15) |  |  | 16.7288 | 16.2892 | 16.5581 | 16.7471 | 17.6666 | 17.7408 | 18.4718 | 18.4791 | 18.4493 | 16.9068 | 15.8337 | 15.7112 | 14.5507 | 14.3217 | 14.0264 | 13.6542 | 13.2098 | 12.7056
B1 | Weekly peak load (unrestricted reference point in time) |  |  | 14.4929 | 14.1426 | 13.872 | 13.6731 | 13.5351 | 13.4467 | 13.3983 | 13.3831 | 13.3988 | 13.4472 | 13.5343 | 13.6688 | 13.8603 | 14.1178 | 14.4474 | 14.8513 | 15.3265 | 15.8649
B2 | Daily hour of expected weekly peak load (CET for winter, but CEST for last week; CEST for summer) |  |  | 09:000 | 09:000 | 09:000 | 09:000 | 09:000 | 09:000 | 09:000 | 09:000 | 09:000 | 09:000 | 09:000 | 09:000 | 09:000 | 09:000 | 09:000 | 09:000 | 09:000 | 09:000
.
PART C : DATA FOR SEVERE CONDITIONS
17 | Non-usable capacity at reference point (all power stations including mothballed, authorization & technical & legal constraints, energy source unavailability etc. ) |  |  | 1.7129 | 1.7032 | 1.7102 | 1.7173 | 1.7197 | 1.7272 | 1.7286 | 1.7361 | 1.7433 | 1.7462 | 1.749 | 1.7498 | 1.7419 | 1.7386 | 1.7379 | 1.7273 | 1.7259 | 1.7173
17a | of which nuclear
17b | of which Lignite
17c | of which Hard Coal
17d | of which Gas
17e | of which Oil
17f | of which Oil Shale
17g | of which Fossil Peat
17h | of which onshore wind |  |  | 1.7042 | 1.6946 | 1.7016 | 1.7087 | 1.7111 | 1.7185 | 1.72 | 1.7274 | 1.7345 | 1.7373 | 1.7399 | 1.7406 | 1.7325 | 1.729 | 1.7281 | 1.7175 | 1.7159 | 1.7073
17i | of which offshore wind |  |  | 0 | 0 | 0 | 0 | 0 | 0 | 0 | 0 | 0 | 0 | 0 | 0 | 0 | 0 | 0 | 0 | 0 | 0
17j | of which Solar |  |  | 0.0087319 | 0.0086725 | 0.0086224 | 0.008611 | 0.0085971 | 0.0086186 | 0.0086453 | 0.0087129 | 0.0088021 | 0.0089221 | 0.0090696 | 0.0092191 | 0.0094106 | 0.0095756 | 0.0097502 | 0.0098803 | 0.0099555 | 0.0099919
17k | of which Biomass
17l | of which other RES (apart from hydro)
17m | Hydro Run of River and Reservoir
17n | Hydro pumping
17o | of which other non-RES (incl. not clearly identifiable energy sources)
18 | Available capacity (18 = 6 - (7 + 17)) |  |  | 32.0271 | 31.2368 | 31.2298 | 31.2227 | 32.0203 | 32.0128 | 32.7114 | 32.7039 | 32.6967 | 31.1938 | 30.191 | 30.1902 | 29.1981 | 29.2014 | 29.2021 | 29.2127 | 29.2141 | 29.2227
19 | Outages: average expected value (all power stations) under SEVERE conditions |  |  | 0.336 | 0.328 | 0.328 | 0.328 | 0.336 | 0.336 | 0.343 | 0.343 | 0.343 | 0.328 | 0.318 | 0.318 | 0.308 | 0.308 | 0.308 | 0.308 | 0.308 | 0.308
20 | System services reserve (one hour ahead of real time) under SEVERE conditions |  |  | 0.716 | 0.716 | 0.716 | 0.716 | 0.716 | 0.716 | 0.716 | 0.716 | 0.716 | 0.716 | 0.716 | 0.716 | 0.716 | 0.716 | 0.716 | 0.716 | 0.716 | 0.716
21 | Reliably available capacity under SEVERE conditions (21 = 18 - (19 + 20)) |  |  | 30.9751 | 30.1928 | 30.1858 | 30.1787 | 30.9683 | 30.9608 | 31.6524 | 31.6449 | 31.6377 | 30.1498 | 29.157 | 29.1562 | 28.1741 | 28.1774 | 28.1781 | 28.1887 | 28.1901 | 28.1987
22 | Demand at reference point in time under SEVERE conditions (one in 20 year) |  |  | 14.7828 | 14.4255 | 14.1495 | 13.9466 | 13.8058 | 13.7157 | 13.6663 | 13.6508 | 13.6667 | 13.7161 | 13.805 | 13.9422 | 14.1375 | 14.4001 | 14.7364 | 15.1483 | 15.6331 | 16.1822
23a | Load reduction / demand side response available at reference point in time under SEVERE conditions
23b | Strategic reserves available at reference point in time under SEVERE conditions |  |  | 0.7 | 0.7 | 0.7 | 0.7 | 0.7 | 0.7 | 0.7 | 0.7 | 0.7 | 0.7 | 0.7 | 0.7 | 0.7 | 0.7 | 0.7 | 0.7 | 0.7 | 0.7
24 | Net weekly peak load for SEVERE conditions (24 = 22-23a) |  |  | 14.7828 | 14.4255 | 14.1495 | 13.9466 | 13.8058 | 13.7157 | 13.6663 | 13.6508 | 13.6667 | 13.7161 | 13.805 | 13.9422 | 14.1375 | 14.4001 | 14.7364 | 15.1483 | 15.6331 | 16.1822
25 | Remaining capacity for SEVERE conditions (25 = 21-24) |  |  | 16.1923 | 15.7673 | 16.0363 | 16.2321 | 17.1625 | 17.2452 | 17.9861 | 17.9941 | 17.9709 | 16.4337 | 15.352 | 15.214 | 14.0366 | 13.7773 | 13.4418 | 13.0403 | 12.5571 | 12.0165
C1 | Weekly peak load under SEVERE conditions (unrestricted reference point in time) |  |  | 14.7828 | 14.4255 | 14.1495 | 13.9466 | 13.8058 | 13.7157 | 13.6663 | 13.6508 | 13.6667 | 13.7161 | 13.805 | 13.9422 | 14.1375 | 14.4001 | 14.7364 | 15.1483 | 15.6331 | 16.1822
C2 | Daily hour of expected weekly peak load (CET for winter, but CEST for last week; CEST for summer) |  |  | 09:000 | 09:000 | 09:000 | 09:000 | 09:000 | 09:000 | 09:000 | 09:000 | 09:000 | 09:000 | 09:000 | 09:000 | 09:000 | 09:000 | 09:000 | 09:000 | 09:000 | 09:000
PART D: ADDITIONAL INFORMATION FOR INTERCONNECTORS (at synchronous peak)
31 | Simultaneous importable capacity |  | From | 4.3 | 5.5 | 5.5 | 4.8 | 4.8 | 5.5 | 5.5 | 5.6 | 5.6 | 6.032 | 4.982 | 4.487 | 5.132 | 4.882 | 4.882 | 4.782 | 4.782 | 5.132
32 | Simultaneous exportable capacity |  | To | 4.5 | 5.35 | 5.15 | 5.05 | 4.55 | 4.95 | 5.65 | 5.85 | 5.85 | 5.682 | 5.332 | 5.232 | 5.032 | 4.832 | 4.109 | 4.632 | 4.832 | 4.932
| The off-peak dates are related to Sunday of each week |  |  | 2019-06-02 | 2019-06-09 | 2019-06-16 | 2019-06-23 | 2019-06-30 | 2019-07-07 | 2019-07-14 | 2019-07-21 | 2019-07-28 | 2019-08-04 | 2019-08-11 | 2019-08-18 | 2019-08-25 | 2019-09-01 | 2019-09-08 | 2019-09-15 | 2019-09-22 | 2019-09-29
| WEEK |  |  | 22 | 23 | 24 | 25 | 26 | 27 | 28 | 29 | 30 | 31 | 32 | 33 | 34 | 35 | 36 | 37 | 38 | 39
| Time (CET for winter, but CEST for last week of winter; CEST for summer) |  |  | 5:00 | 5:00 | 5:00 | 5:00 | 5:00 | 5:00 | 5:00 | 5:00 | 5:00 | 5:00 | 5:00 | 5:00 | 5:00 | 5:00 | 5:00 | 5:00 | 5:00 | 5:00
PART E: ADDITIONAL INFORMATION FOR NIGHT MIN DEMAND CONDITIONS
33 | Weekly Minimum Demand (overnight valley minimum) |  |  | 9.3821 | 9.5752 | 9.6551 | 9.6345 | 9.5207 | 8.998 | 9.2292 | 9.1243 | 9.1768 | 9.3607 | 9.7127 | 9.7062 | 9.6133 | 9.9106 | 10.0279 | 10.1684 | 10.8926 | 10.6758
34 | Must Run Generation (excluding wind/run of river)
35 | Run of river generation (Must Run) |  |  | 3.7631 | 3.5534 | 3.2255 | 3.4355 | 2.8156 | 2.5352 | 2.9751 | 2.5866 | 2.5584 | 3.0847 | 2.7537 | 2.4629 | 2.5384 | 2.505 | 1.7527 | 1.5911 | 1.0258 | 0.99538
36 | Downward balancing reserves (FCR, FRR) |  |  | 2 | 2 | 2 | 2 | 2 | 2 | 2 | 2 | 2 | 2 | 2 | 2 | 2 | 2 | 2 | 2 | 2 | 2
37 | Pumping Storage Capacity available (Power) |  |  | 1.1 | 1.1 | 1.1 | 1.1 | 1.1 | 1.1 | 1.1 | 1.1 | 1.1 | 1.1 | 1.1 | 1.1 | 1.1 | 1.1 | 1.1 | 1.1 | 1.1 | 1.1
38a | Highest expected onshore wind generation running |  |  | 0.7808 | 0.75896 | 0.73165 | 0.69944 | 0.68898 | 0.66886 | 0.66837 | 0.68834 | 0.69136 | 0.72121 | 0.73972 | 0.78173 | 0.8514 | 0.91318 | 0.96966 | 1.0124 | 1.0557 | 1.1112
38b | Highest expected offshore wind generation running |  |  | 0 | 0 | 0 | 0 | 0 | 0 | 0 | 0 | 0 | 0 | 0 | 0 | 0 | 0 | 0 | 0 | 0 | 0
39 | DOWNWARD REGULATION CAPABILITIES: 39 = (33+37)-(34+35+36+38a+38b)) |  |  | 3.9383 | 4.3628 | 4.798 | 4.5995 | 5.1162 | 4.894 | 4.6857 | 4.9494 | 5.027 | 4.6548 | 5.3193 | 5.5615 | 5.3235 | 5.5923 | 6.4055 | 6.6648 | 7.9111 | 7.6692
PART Ebis: ADDITIONAL INFORMATION FOR INTERCONNECTORS
Transportable capacity at night minimum demand conditions (high wind conditions)
40 | Simultaneous importable capacity |  | From | 4.3 | 5.5 | 5.5 | 4.8 | 4.8 | 5.5 | 5.5 | 5.6 | 5.6 | 6.032 | 4.982 | 4.487 | 5.132 | 4.882 | 4.882 | 4.782 | 4.782 | 5.132
41 | Simultaneous exportable capacity |  | To | 4.5 | 5.35 | 5.15 | 5.05 | 4.55 | 4.95 | 5.65 | 5.85 | 5.85 | 5.682 | 5.332 | 5.232 | 5.032 | 4.832 | 4.109 | 4.632 | 4.832 | 4.932
| Time (CET for winter, but CEST for last week of winter; CEST for summer) |  |  | 11:00 | 11:00 | 11:00 | 11:00 | 11:00 | 11:00 | 11:00 | 11:00 | 11:00 | 11:00 | 11:00 | 11:00 | 11:00 | 11:00 | 11:00 | 11:00 | 11:00 | 11:00
PART F: ADDITIONAL INFORMATION FOR DAYTIME MIN DEMAND CONDITIONS
42 | Weekly Minimum Daytime Demand (Sunday low peak + solar) |  |  | 11.6894 | 11.9584 | 11.8178 | 11.6574 | 11.6007 | 11.0078 | 11.273 | 10.9766 | 10.9875 | 11.1135 | 11.8009 | 11.6729 | 11.6915 | 12.0164 | 11.9623 | 12.5238 | 12.9132 | 12.8202
43 | Must Run Generation (excluding wind/PV/run of river)
44 | Run of river generation (Must Run) |  |  | 3.7631 | 3.5534 | 3.2255 | 3.4355 | 2.8156 | 2.5352 | 2.9751 | 2.5866 | 2.5584 | 3.0847 | 2.7537 | 2.4629 | 2.5384 | 2.505 | 1.7527 | 1.5911 | 1.0258 | 0.99538
45 | Downward balancing reserves (FCR, FRR) |  |  | 2 | 2 | 2 | 2 | 2 | 2 | 2 | 2 | 2 | 2 | 2 | 2 | 2 | 2 | 2 | 2 | 2 | 2
46 | Pumping Storage Capacity available (Power) |  |  | 1.1 | 1.1 | 1.1 | 1.1 | 1.1 | 1.1 | 1.1 | 1.1 | 1.1 | 1.1 | 1.1 | 1.1 | 1.1 | 1.1 | 1.1 | 1.1 | 1.1 | 1.1
47a | Highest expected onshore wind generation running |  |  | 0.81018 | 0.79162 | 0.76301 | 0.73107 | 0.72829 | 0.72029 | 0.72817 | 0.74514 | 0.73578 | 0.75361 | 0.75099 | 0.79729 | 0.87212 | 0.93313 | 1.0044 | 1.0481 | 1.0884 | 1.128
47b | Highest expected offshore wind generation running |  |  | 0 | 0 | 0 | 0 | 0 | 0 | 0 | 0 | 0 | 0 | 0 | 0 | 0 | 0 | 0 | 0 | 0 | 0
48 | Highest expected solar PV running |  |  | 0.0050839 | 0.0050592 | 0.0050384 | 0.0049749 | 0.0049498 | 0.0049174 | 0.0047817 | 0.0047368 | 0.0046158 | 0.004484 | 0.0043639 | 0.0042249 | 0.0041072 | 0.0038677 | 0.0036122 | 0.0033613 | 0.0030906 | 0.0029261
49 | DOWNWARD REGULATION CAPABILITIES: 49 = (42+46)-(43+44+45+47a+47b+48a+48b) |  |  | 6.2111 | 6.7084 | 6.9243 | 6.5858 | 7.1519 | 6.8474 | 6.665 | 6.7402 | 6.7887 | 6.3707 | 7.3918 | 7.5084 | 7.3769 | 7.6743 | 8.3015 | 8.9812 | 9.8959 | 9.7939
PART Fbis: ADDITIONAL INFORMATION FOR INTERCONNECTORS
Transportable capacity at daytime minimum demand conditions (high wind and high solar conditions)
50 | Simultaneous importable capacity |  | From | 4.3 | 5.5 | 5.5 | 4.8 | 4.8 | 5.5 | 5.5 | 5.6 | 5.6 | 6.032 | 4.982 | 4.487 | 5.132 | 4.882 | 4.882 | 4.782 | 4.782 | 5.132
51 | Simultaneous exportable capacity |  | To | 4.5 | 5.35 | 5.15 | 5.05 | 4.55 | 4.95 | 5.65 | 5.85 | 5.85 | 5.682 | 5.332 | 5.232 | 5.032 | 4.832 | 4.109 | 4.632 | 4.832 | 4.932

## NL
Summer Outlook Report 2019
| Power Data (all entries are assumed to be >0) |  |  | Countrycode: |  | NL | [6 empty] | Heating if temperature below: | 16.8875 |  |  |  | Cooling if temperature above: | not detected
| (Net values in GW, at a synchronous time every week) |  |  | Countryname: |  | The Netherlands | [6 empty] | Heating saturation temperature: | -5 |  |  |  | Cooling saturation temperature: | not detected
[13 empty] | Temperature sensitivity in heating [MW/ ͦC] | -149.8929 |  |  |  | Temperature sensitivity in cooling [MW/ ͦC] | 0
| The peak dates are related to Wednesday of each week |  |  | 2019-05-29 | 2019-06-05 | 2019-06-12 | 2019-06-19 | 2019-06-26 | 2019-07-03 | 2019-07-10 | 2019-07-17 | 2019-07-24 | 2019-07-31 | 2019-08-07 | 2019-08-14 | 2019-08-21 | 2019-08-28 | 2019-09-04 | 2019-09-11 | 2019-09-18 | 2019-09-25
| WEEK |  |  | 22 | 23 | 24 | 25 | 26 | 27 | 28 | 29 | 30 | 31 | 32 | 33 | 34 | 35 | 36 | 37 | 38 | 39
| Time (CET for winter, but CEST last week; CEST for summer) |  |  | 19:00 | 19:00 | 19:00 | 19:00 | 19:00 | 19:00 | 19:00 | 19:00 | 19:00 | 19:00 | 19:00 | 19:00 | 19:00 | 19:00 | 19:00 | 19:00 | 19:00 | 19:00
Line | PART A : INDIGENOUS NATIONAL GENERATION | Severe conditions Average Forced Outage Rate | Normal conditions Average Forced Outage Rate
Net generating capacity:
1 | Nuclear Power | 5% | 5% | 0.486 | 0.486 | 0.486 | 0.486 | 0.486 | 0.486 | 0.486 | 0.486 | 0.486 | 0.486 | 0.486 | 0.486 | 0.486 | 0.486 | 0.486 | 0.486 | 0.486 | 0.486
2 | Fossil Fuels |  |  | 23.253 | 23.253 | 23.253 | 23.253 | 23.253 | 23.253 | 23.253 | 23.253 | 23.253 | 23.253 | 23.253 | 23.253 | 23.253 | 23.253 | 23.253 | 23.253 | 23.253 | 23.253
2a | of which Lignite | 8% | 8% | 0 | 0 | 0 | 0 | 0 | 0 | 0 | 0 | 0 | 0 | 0 | 0 | 0 | 0 | 0 | 0 | 0 | 0
2b | of which Hard Coal | 8% | 8% | 4.631 | 4.631 | 4.631 | 4.631 | 4.631 | 4.631 | 4.631 | 4.631 | 4.631 | 4.631 | 4.631 | 4.631 | 4.631 | 4.631 | 4.631 | 4.631 | 4.631 | 4.631
2c | of which Gas | 7% | 7% | 18.622 | 18.622 | 18.622 | 18.622 | 18.622 | 18.622 | 18.622 | 18.622 | 18.622 | 18.622 | 18.622 | 18.622 | 18.622 | 18.622 | 18.622 | 18.622 | 18.622 | 18.622
2d | of which Oil | 9% | 9% | 0 | 0 | 0 | 0 | 0 | 0 | 0 | 0 | 0 | 0 | 0 | 0 | 0 | 0 | 0 | 0 | 0 | 0
2e | of which Oil Shale | 9% | 9% | 0 | 0 | 0 | 0 | 0 | 0 | 0 | 0 | 0 | 0 | 0 | 0 | 0 | 0 | 0 | 0 | 0 | 0
2f | of which Fossil Peat | 8% | 8% | 0 | 0 | 0 | 0 | 0 | 0 | 0 | 0 | 0 | 0 | 0 | 0 | 0 | 0 | 0 | 0 | 0 | 0
3 | Renewable Energy Sources (other than hydro) |  |  | 9.753 | 9.753 | 9.753 | 9.753 | 9.753 | 9.753 | 9.753 | 9.753 | 9.753 | 9.753 | 9.753 | 9.753 | 9.753 | 9.753 | 9.753 | 9.753 | 9.753 | 9.753
3a | of which onshore wind | 0% | 0% | 3.249 | 3.249 | 3.249 | 3.249 | 3.249 | 3.249 | 3.249 | 3.249 | 3.249 | 3.249 | 3.249 | 3.249 | 3.249 | 3.249 | 3.249 | 3.249 | 3.249 | 3.249
3b | of which offshore wind | 0% | 0% | 0.957 | 0.957 | 0.957 | 0.957 | 0.957 | 0.957 | 0.957 | 0.957 | 0.957 | 0.957 | 0.957 | 0.957 | 0.957 | 0.957 | 0.957 | 0.957 | 0.957 | 0.957
3c | of which Solar (PV) | 0% | 0% | 4.3 | 4.3 | 4.3 | 4.3 | 4.3 | 4.3 | 4.3 | 4.3 | 4.3 | 4.3 | 4.3 | 4.3 | 4.3 | 4.3 | 4.3 | 4.3 | 4.3 | 4.3
3d | of which Biomass | 5% | 5% | 0.489 | 0.489 | 0.489 | 0.489 | 0.489 | 0.489 | 0.489 | 0.489 | 0.489 | 0.489 | 0.489 | 0.489 | 0.489 | 0.489 | 0.489 | 0.489 | 0.489 | 0.489
3e | of which other RES (e.g. tidal, wave, geothermal, RES waste, CSP) | 5% | 5% | 0.758 | 0.758 | 0.758 | 0.758 | 0.758 | 0.758 | 0.758 | 0.758 | 0.758 | 0.758 | 0.758 | 0.758 | 0.758 | 0.758 | 0.758 | 0.758 | 0.758 | 0.758
4a | Hydro Run of River and Reservoir | 0% | 0% | 0.038 | 0.038 | 0.038 | 0.038 | 0.038 | 0.038 | 0.038 | 0.038 | 0.038 | 0.038 | 0.038 | 0.038 | 0.038 | 0.038 | 0.038 | 0.038 | 0.038 | 0.038
4b | Hydro pumping | 0% | 0% | 0 | 0 | 0 | 0 | 0 | 0 | 0 | 0 | 0 | 0 | 0 | 0 | 0 | 0 | 0 | 0 | 0 | 0
5 | Other non-RES (e.g. CHP non-renewable, waste non-renewable) | 7% | 7% | 0 | 0 | 0 | 0 | 0 | 0 | 0 | 0 | 0 | 0 | 0 | 0 | 0 | 0 | 0 | 0 | 0 | 0
6 | Total Net generating capacity (6 = 1+2+3+4a+4b+5) |  |  | 33.53 | 33.53 | 33.53 | 33.53 | 33.53 | 33.53 | 33.53 | 33.53 | 33.53 | 33.53 | 33.53 | 33.53 | 33.53 | 33.53 | 33.53 | 33.53 | 33.53 | 33.53
7 | Maintenance & Overhauls (planned outages) |  |  | 3.414 | 3.777 | 4.271 | 4.458 | 1.555 | 1.505 | 0.11 | 0.11 | 0.11 | 0 | 0 | 0 | 0.249 | 0.829 | 0.36 | 1.018 | 1.185 | 1.018
7a | Nuclear Power |  |  | 0.485 | 0.485 | 0.485 | 0.485 | 0.485 | 0 | 0 | 0 | 0 | 0 | 0 | 0 | 0 | 0 | 0 | 0 | 0 | 0
7b | Lignite |  |  | 0 | 0 | 0 | 0 | 0 | 0 | 0 | 0 | 0 | 0 | 0 | 0 | 0 | 0 | 0 | 0 | 0 | 0
7c | Hard Coal |  |  | 2.503 | 2.444 | 3.204 | 2.451 | 1.07 | 1.07 | 0.11 | 0.11 | 0.11 | 0 | 0 | 0 | 0 | 0 | 0 | 0.643 | 0.643 | 0.643
7d | Gas |  |  | 0.426 | 0.848 | 0.582 | 1.522 | 0 | 0.435 | 0 | 0 | 0 | 0 | 0 | 0 | 0.249 | 0.829 | 0.36 | 0.375 | 0.542 | 0.375
7e | Oil |  |  | 0 | 0 | 0 | 0 | 0 | 0 | 0 | 0 | 0 | 0 | 0 | 0 | 0 | 0 | 0 | 0 | 0 | 0
7f | Oil Shale |  |  | 0 | 0 | 0 | 0 | 0 | 0 | 0 | 0 | 0 | 0 | 0 | 0 | 0 | 0 | 0 | 0 | 0 | 0
7g | Fossil Peat |  |  | 0 | 0 | 0 | 0 | 0 | 0 | 0 | 0 | 0 | 0 | 0 | 0 | 0 | 0 | 0 | 0 | 0 | 0
7h | Onshore Wind |  |  | 0 | 0 | 0 | 0 | 0 | 0 | 0 | 0 | 0 | 0 | 0 | 0 | 0 | 0 | 0 | 0 | 0 | 0
7i | Offshore Wind |  |  | 0 | 0 | 0 | 0 | 0 | 0 | 0 | 0 | 0 | 0 | 0 | 0 | 0 | 0 | 0 | 0 | 0 | 0
7j | Solar (PV) |  |  | 0 | 0 | 0 | 0 | 0 | 0 | 0 | 0 | 0 | 0 | 0 | 0 | 0 | 0 | 0 | 0 | 0 | 0
7k | Biomass |  |  | 0 | 0 | 0 | 0 | 0 | 0 | 0 | 0 | 0 | 0 | 0 | 0 | 0 | 0 | 0 | 0 | 0 | 0
7l | other RES (apart from hydro, including tidal, wave, geothermal, waste renewable, CSP,…) |  |  | 0 | 0 | 0 | 0 | 0 | 0 | 0 | 0 | 0 | 0 | 0 | 0 | 0 | 0 | 0 | 0 | 0 | 0
7m | Hydro Run of River and Reservoir |  |  | 0 | 0 | 0 | 0 | 0 | 0 | 0 | 0 | 0 | 0 | 0 | 0 | 0 | 0 | 0 | 0 | 0 | 0
7n | Hydro pumping |  |  | 0 | 0 | 0 | 0 | 0 | 0 | 0 | 0 | 0 | 0 | 0 | 0 | 0 | 0 | 0 | 0 | 0 | 0
7o | Other non-RES (incl. not clearly identifiable energy sources) |  |  | 0 | 0 | 0 | 0 | 0 | 0 | 0 | 0 | 0 | 0 | 0 | 0 | 0 | 0 | 0 | 0 | 0 | 0
PART B : DATA FOR NORMAL CONDITIONS
8 | Non-usable capacity at reference point (all power stations including mothballed, authorization & technical & legal constraints, energy source unavailability etc. ) |  |  | 10.1962 | 10.1776 | 10.1576 | 10.1644 | 10.1307 | 10.1249 | 10.1715 | 10.2055 | 10.2723 | 10.3362 | 10.4073 | 10.4453 | 10.4753 | 10.5188 | 10.5328 | 10.6357 | 10.7041 | 10.8138
8a | of which nuclear
8b | of which Lignite
8c | of which Hard Coal
8d | of which Gas |  |  | 3.183 | 3.183 | 3.183 | 3.183 | 3.183 | 3.183 | 3.183 | 3.183 | 3.183 | 3.183 | 3.183 | 3.183 | 3.183 | 3.183 | 3.183 | 3.183 | 3.183 | 3.269
8e | of which Oil
8f | of which Oil Shale
8g | of which Fossil Peat
8h | of which onshore wind |  |  | 2.7683 | 2.7696 | 2.7659 | 2.7856 | 2.7665 | 2.7606 | 2.7911 | 2.7981 | 2.8263 | 2.8481 | 2.8623 | 2.8475 | 2.8202 | 2.7979 | 2.7523 | 2.7573 | 2.7546 | 2.7366
8i | of which offshore wind |  |  | 0.70806 | 0.71688 | 0.71794 | 0.72058 | 0.71526 | 0.71421 | 0.72548 | 0.73342 | 0.74844 | 0.75002 | 0.75877 | 0.75342 | 0.74071 | 0.73172 | 0.71019 | 0.70714 | 0.69956 | 0.6667
8j | of which Solar |  |  | 3.5369 | 3.5082 | 3.4907 | 3.4752 | 3.4659 | 3.4672 | 3.472 | 3.491 | 3.5146 | 3.555 | 3.6033 | 3.6613 | 3.7314 | 3.8061 | 3.8873 | 3.9882 | 4.067 | 4.1415
8k | of which Biomass
8l | of which other RES (apart from hydro)
8m | Hydro Run of River and Reservoir
8n | Hydro pumping
8o | of which other non-RES (incl. not clearly identifiable energy sources)
9 | Available capacity (9 = 6 - (7 + 8)) |  |  | 19.9198 | 19.5754 | 19.1014 | 18.9076 | 21.8443 | 21.9001 | 23.2485 | 23.2145 | 23.1477 | 23.1938 | 23.1227 | 23.0847 | 22.8057 | 22.1822 | 22.6372 | 21.8763 | 21.6409 | 21.6982
10 | Outages: average expected value (all power stations) |  |  | 1.2836 | 1.2587 | 1.2166 | 1.211 | 1.428 | 1.4218 | 1.5291 | 1.5291 | 1.5291 | 1.5379 | 1.5379 | 1.5379 | 1.5204 | 1.4798 | 1.5127 | 1.4602 | 1.4485 | 1.4542
11 | System services reserve (one hour ahead of real time) |  |  | 1.04 | 1.04 | 1.04 | 1.04 | 1.04 | 1.04 | 1.04 | 1.04 | 1.04 | 1.04 | 1.04 | 1.04 | 1.04 | 1.04 | 1.04 | 1.04 | 1.04 | 1.04
12 | Reliably available capacity (12 = 9 - (10 + 11)) |  |  | 17.5962 | 17.2767 | 16.8449 | 16.6566 | 19.3763 | 19.4383 | 20.6794 | 20.6454 | 20.5786 | 20.616 | 20.5448 | 20.5069 | 20.2453 | 19.6624 | 20.0845 | 19.3761 | 19.1524 | 19.2041
13 | Demand at reference point in time |  |  | 15.5445 | 15.4759 | 15.4213 | 15.3797 | 15.3495 | 15.3288 | 15.3154 | 15.3076 | 15.3039 | 15.3034 | 15.3061 | 15.3127 | 15.3248 | 15.3447 | 15.3753 | 15.4194 | 15.4796 | 15.558
13b | Population average daily (24h) temperature (degrees Celsius) |  |  | 14.328 | 15.0296 | 15.6718 | 16.2455 | 16.7423 | 17.1548 | 17.4762 | 17.7006 | 17.8234 | 17.841 | 17.7508 | 17.5518 | 17.2444 | 16.8302 | 16.3127 | 15.6968 | 14.9895 | 14.1992
14a | Load reduction / demand side response available at reference point in time |  |  | 0.75 | 0.75 | 0.75 | 0.75 | 0.75 | 0.75 | 0.75 | 0.75 | 0.75 | 0.75 | 0.75 | 0.75 | 0.75 | 0.75 | 0.75 | 0.75 | 0.75 | 0.75
14b | Strategic reserves available at reference point in time |  |  | 0 | 0 | 0 | 0 | 0 | 0 | 0 | 0 | 0 | 0 | 0 | 0 | 0 | 0 | 0 | 0 | 0 | 0
15 | Net weekly load at reference point in time (15 = 13-14a) |  |  | 14.7945 | 14.7259 | 14.6713 | 14.6297 | 14.5995 | 14.5788 | 14.5654 | 14.5576 | 14.5539 | 14.5534 | 14.5561 | 14.5627 | 14.5748 | 14.5947 | 14.6253 | 14.6694 | 14.7296 | 14.808
16 | Remaining capacity at reference point in time (16 = 12- 15) |  |  | 2.8017 | 2.5508 | 2.1735 | 2.0269 | 4.7768 | 4.8595 | 6.114 | 6.0878 | 6.0247 | 6.0625 | 5.9887 | 5.9442 | 5.6705 | 5.0677 | 5.4592 | 4.7068 | 4.4228 | 4.396
B1 | Weekly peak load (unrestricted reference point in time) |  |  | 15.5445 | 15.4759 | 15.4213 | 15.3797 | 15.3495 | 15.3288 | 15.3154 | 15.3076 | 15.3039 | 15.3034 | 15.3061 | 15.3127 | 15.3248 | 15.3447 | 15.3753 | 15.4194 | 15.4796 | 15.558
B2 | Daily hour of expected weekly peak load (CET for winter, but CEST for last week; CEST for summer) |  |  | 19:00 | 19:00 | 19:00 | 19:00 | 19:00 | 19:00 | 19:00 | 19:00 | 19:00 | 19:00 | 19:00 | 19:00 | 19:00 | 19:00 | 19:00 | 19:00 | 19:00 | 19:00
.
PART C : DATA FOR SEVERE CONDITIONS
17 | Non-usable capacity at reference point (all power stations including mothballed, authorization & technical & legal constraints, energy source unavailability etc. ) |  |  | 11.1306 | 11.1338 | 11.109 | 11.1013 | 11.093 | 11.0934 | 11.0843 | 11.1031 | 11.1065 | 11.1559 | 11.2044 | 11.2682 | 11.3188 | 11.3892 | 11.4367 | 11.5121 | 11.5669 | 11.6968
17a | of which nuclear
17b | of which Lignite
17c | of which Hard Coal
17d | of which Gas |  |  | 3.183 | 3.183 | 3.183 | 3.183 | 3.183 | 3.183 | 3.183 | 3.183 | 3.183 | 3.183 | 3.183 | 3.183 | 3.183 | 3.183 | 3.183 | 3.183 | 3.183 | 3.269
17e | of which Oil
17f | of which Oil Shale
17g | of which Fossil Peat
17h | of which onshore wind |  |  | 3.2022 | 3.208 | 3.2089 | 3.2079 | 3.2079 | 3.2061 | 3.2076 | 3.2129 | 3.2168 | 3.2196 | 3.2255 | 3.2255 | 3.2237 | 3.2203 | 3.2144 | 3.223 | 3.2284 | 3.2311
17i | of which offshore wind |  |  | 0.93787 | 0.9402 | 0.94131 | 0.94029 | 0.9403 | 0.9387 | 0.93747 | 0.93956 | 0.93951 | 0.93993 | 0.94116 | 0.94233 | 0.94251 | 0.94295 | 0.94161 | 0.943 | 0.94327 | 0.94359
17j | of which Solar |  |  | 3.8075 | 3.8025 | 3.7758 | 3.7701 | 3.7619 | 3.7656 | 3.7563 | 3.7677 | 3.7672 | 3.8133 | 3.8548 | 3.9174 | 3.9696 | 4.043 | 4.0977 | 4.1631 | 4.2122 | 4.2531
17k | of which Biomass
17l | of which other RES (apart from hydro)
17m | Hydro Run of River and Reservoir
17n | Hydro pumping
17o | of which other non-RES (incl. not clearly identifiable energy sources)
18 | Available capacity (18 = 6 - (7 + 17)) |  |  | 18.9854 | 18.6192 | 18.15 | 17.9707 | 20.882 | 20.9316 | 22.3357 | 22.3169 | 22.3135 | 22.3741 | 22.3256 | 22.2618 | 21.9622 | 21.3118 | 21.7333 | 20.9999 | 20.7781 | 20.8152
19 | Outages: average expected value (all power stations) under SEVERE conditions |  |  | 1.2836 | 1.2587 | 1.2166 | 1.211 | 1.428 | 1.4218 | 1.5291 | 1.5291 | 1.5291 | 1.5379 | 1.5379 | 1.5379 | 1.5204 | 1.4798 | 1.5127 | 1.4602 | 1.4485 | 1.4542
20 | System services reserve (one hour ahead of real time) under SEVERE conditions |  |  | 1.04 | 1.04 | 1.04 | 1.04 | 1.04 | 1.04 | 1.04 | 1.04 | 1.04 | 1.04 | 1.04 | 1.04 | 1.04 | 1.04 | 1.04 | 1.04 | 1.04 | 1.04
21 | Reliably available capacity under SEVERE conditions (21 = 18 - (19 + 20)) |  |  | 16.6619 | 16.3205 | 15.8934 | 15.7198 | 18.414 | 18.4698 | 19.7666 | 19.7478 | 19.7445 | 19.7963 | 19.7477 | 19.684 | 19.4018 | 18.7919 | 19.1806 | 18.4997 | 18.2896 | 18.321
22 | Demand at reference point in time under SEVERE conditions (one in 20 year) |  |  | 15.8554 | 15.7854 | 15.7297 | 15.6873 | 15.6565 | 15.6353 | 15.6217 | 15.6138 | 15.61 | 15.6095 | 15.6122 | 15.6189 | 15.6313 | 15.6516 | 15.6828 | 15.7277 | 15.7892 | 15.8692
23a | Load reduction / demand side response available at reference point in time under SEVERE conditions |  |  | 0.75 | 0.75 | 0.75 | 0.75 | 0.75 | 0.75 | 0.75 | 0.75 | 0.75 | 0.75 | 0.75 | 0.75 | 0.75 | 0.75 | 0.75 | 0.75 | 0.75 | 0.75
23b | Strategic reserves available at reference point in time under SEVERE conditions |  |  | 0 | 0 | 0 | 0 | 0 | 0 | 0 | 0 | 0 | 0 | 0 | 0 | 0 | 0 | 0 | 0 | 0 | 0
24 | Net weekly peak load for SEVERE conditions (24 = 22-23a) |  |  | 15.1054 | 15.0354 | 14.9797 | 14.9373 | 14.9065 | 14.8853 | 14.8717 | 14.8638 | 14.86 | 14.8595 | 14.8622 | 14.8689 | 14.8813 | 14.9016 | 14.9328 | 14.9777 | 15.0392 | 15.1192
25 | Remaining capacity for SEVERE conditions (25 = 21-24) |  |  | 1.5565 | 1.2851 | 0.91367 | 0.78245 | 3.5075 | 3.5845 | 4.8949 | 4.884 | 4.8845 | 4.9368 | 4.8855 | 4.815 | 4.5205 | 3.8903 | 4.2478 | 3.522 | 3.2505 | 3.2018
C1 | Weekly peak load under SEVERE conditions (unrestricted reference point in time) |  |  | 15.8554 | 15.7854 | 15.7297 | 15.6873 | 15.6565 | 15.6353 | 15.6217 | 15.6138 | 15.61 | 15.6095 | 15.6122 | 15.6189 | 15.6313 | 15.6516 | 15.6828 | 15.7277 | 15.7892 | 15.8692
C2 | Daily hour of expected weekly peak load (CET for winter, but CEST for last week; CEST for summer) |  |  | 19:00 | 19:00 | 19:00 | 19:00 | 19:00 | 19:00 | 19:00 | 19:00 | 19:00 | 19:00 | 19:00 | 19:00 | 19:00 | 19:00 | 19:00 | 19:00 | 19:00 | 19:00
PART D: ADDITIONAL INFORMATION FOR INTERCONNECTORS (at synchronous peak)
31 | Simultaneous importable capacity |  | From | 5.65 | 5.65 | 5.65 | 5.65 | 5.65 | 5.65 | 5.65 | 5.65 | 5.65 | 5.65 | 5.65 | 5.65 | 5.65 | 5.65 | 5.65 | 5.65 | 5.65 | 5.65
32 | Simultaneous exportable capacity |  | To | 5.65 | 5.65 | 5.65 | 5.65 | 5.65 | 5.65 | 5.65 | 5.65 | 5.65 | 5.65 | 5.65 | 5.65 | 5.65 | 5.65 | 5.65 | 5.65 | 5.65 | 5.65
| The off-peak dates are related to Sunday of each week |  |  | 2019-06-02 | 2019-06-09 | 2019-06-16 | 2019-06-23 | 2019-06-30 | 2019-07-07 | 2019-07-14 | 2019-07-21 | 2019-07-28 | 2019-08-04 | 2019-08-11 | 2019-08-18 | 2019-08-25 | 2019-09-01 | 2019-09-08 | 2019-09-15 | 2019-09-22 | 2019-09-29
| WEEK |  |  | 22 | 23 | 24 | 25 | 26 | 27 | 28 | 29 | 30 | 31 | 32 | 33 | 34 | 35 | 36 | 37 | 38 | 39
| Time (CET for winter, but CEST for last week of winter; CEST for summer) |  |  | 5:00 | 5:00 | 5:00 | 5:00 | 5:00 | 5:00 | 5:00 | 5:00 | 5:00 | 5:00 | 5:00 | 5:00 | 5:00 | 5:00 | 5:00 | 5:00 | 5:00 | 5:00
PART E: ADDITIONAL INFORMATION FOR NIGHT MIN DEMAND CONDITIONS
33 | Weekly Minimum Demand (overnight valley minimum) |  |  | 8.9 | 8.79 | 8.97 | 9.19 | 9.12 | 9.02 | 9.11 | 9.04 | 9.09 | 8.65 | 8.65 | 8.9 | 9.37 | 9.24 | 9.15 | 9.29 | 9.21 | 9.22
34 | Must Run Generation (excluding wind/run of river) |  |  | 4.95 | 4.95 | 4.95 | 4.95 | 4.95 | 4.95 | 4.95 | 4.95 | 4.95 | 4.95 | 4.95 | 4.95 | 4.95 | 4.95 | 4.95 | 4.95 | 4.95 | 4.95
35 | Run of river generation (Must Run) |  |  | 0 | 0 | 0 | 0 | 0 | 0 | 0 | 0 | 0 | 0 | 0 | 0 | 0 | 0 | 0 | 0 | 0 | 0
36 | Downward balancing reserves (FCR, FRR) |  |  | 1.1 | 1.1 | 1.1 | 1.1 | 1.1 | 1.1 | 1.1 | 1.1 | 1.1 | 1.1 | 1.1 | 1.1 | 1.1 | 1.1 | 1.1 | 1.1 | 1.1 | 1.1
37 | Pumping Storage Capacity available (Power) |  |  | 0 | 0 | 0 | 0 | 0 | 0 | 0 | 0 | 0 | 0 | 0 | 0 | 0 | 0 | 0 | 0 | 0 | 0
38a | Highest expected onshore wind generation running |  |  | 1.5897 | 1.5768 | 1.4241 | 1.4536 | 1.4638 | 1.4338 | 1.4524 | 1.4014 | 1.3729 | 1.3692 | 1.4593 | 1.4784 | 1.6863 | 1.8949 | 2.0082 | 2.1127 | 2.1694 | 2.2825
38b | Highest expected offshore wind generation running |  |  | 0.83237 | 0.82974 | 0.79944 | 0.79777 | 0.79777 | 0.77876 | 0.7814 | 0.77053 | 0.76245 | 0.77515 | 0.794 | 0.80328 | 0.83954 | 0.86646 | 0.87339 | 0.88319 | 0.88556 | 0.88637
39 | DOWNWARD REGULATION CAPABILITIES: 39 = (33+37)-(34+35+36+38a+38b)) |  |  | 0.42789 | 0.33344 | 0.69644 | 0.8886 | 0.80839 | 0.75741 | 0.82625 | 0.81803 | 0.90465 | 0.45566 | 0.34666 | 0.56828 | 0.79417 | 0.42863 | 0.21844 | 0.24416 | 0.10501 | 0.0011604
PART Ebis: ADDITIONAL INFORMATION FOR INTERCONNECTORS
Transportable capacity at night minimum demand conditions (high wind conditions)
40 | Simultaneous importable capacity |  | From | 5.65 | 5.65 | 5.65 | 5.65 | 5.65 | 5.65 | 5.65 | 5.65 | 5.65 | 5.65 | 5.65 | 5.65 | 5.65 | 5.65 | 5.65 | 5.65 | 5.65 | 5.65
41 | Simultaneous exportable capacity |  | To | 5.65 | 5.65 | 5.65 | 5.65 | 5.65 | 5.65 | 5.65 | 5.65 | 5.65 | 5.65 | 5.65 | 5.65 | 5.65 | 5.65 | 5.65 | 5.65 | 5.65 | 5.65
| Time (CET for winter, but CEST for last week of winter; CEST for summer) |  |  | 11:00 | 11:00 | 11:00 | 11:00 | 11:00 | 11:00 | 11:00 | 11:00 | 11:00 | 11:00 | 11:00 | 11:00 | 11:00 | 11:00 | 11:00 | 11:00 | 11:00 | 11:00
PART F: ADDITIONAL INFORMATION FOR DAYTIME MIN DEMAND CONDITIONS
42 | Weekly Minimum Daytime Demand (Sunday low peak + solar) |  |  | 11.15 | 11.14 | 11.32 | 11.12 | 10.81 | 10.88 | 10.81 | 10.92 | 10.8 | 10.83 | 11 | 11.37 | 10.68 | 10.73 | 11.44 | 11.39 | 12.51 | 13
43 | Must Run Generation (excluding wind/PV/run of river) |  |  | 4.95 | 4.95 | 4.95 | 4.95 | 4.95 | 4.95 | 4.95 | 4.95 | 4.95 | 4.95 | 4.95 | 4.95 | 4.95 | 4.95 | 4.95 | 4.95 | 4.95 | 4.95
44 | Run of river generation (Must Run) |  |  | 0 | 0 | 0 | 0 | 0 | 0 | 0 | 0 | 0 | 0 | 0 | 0 | 0 | 0 | 0 | 0 | 0 | 0
45 | Downward balancing reserves (FCR, FRR) |  |  | 1.1 | 1.1 | 1.1 | 1.1 | 1.1 | 1.1 | 1.1 | 1.1 | 1.1 | 1.1 | 1.1 | 1.1 | 1.1 | 1.1 | 1.1 | 1.1 | 1.1 | 1.1
46 | Pumping Storage Capacity available (Power) |  |  | 0 | 0 | 0 | 0 | 0 | 0 | 0 | 0 | 0 | 0 | 0 | 0 | 0 | 0 | 0 | 0 | 0 | 0
47a | Highest expected onshore wind generation running |  |  | 1.7459 | 1.805 | 1.7181 | 1.6926 | 1.7028 | 1.6299 | 1.6433 | 1.6311 | 1.6393 | 1.6584 | 1.7217 | 1.7513 | 1.9481 | 2.1621 | 2.2248 | 2.2583 | 2.3774 | 2.3624
47b | Highest expected offshore wind generation running |  |  | 0.79353 | 0.79975 | 0.77406 | 0.76641 | 0.77527 | 0.75437 | 0.76333 | 0.765 | 0.76076 | 0.77042 | 0.78578 | 0.80382 | 0.83247 | 0.86185 | 0.8751 | 0.87794 | 0.88671 | 0.88775
48 | Highest expected solar PV running |  |  | 1.6603 | 1.6541 | 1.6431 | 1.6345 | 1.6191 | 1.6105 | 1.597 | 1.5772 | 1.5622 | 1.5321 | 1.5157 | 1.4843 | 1.4536 | 1.4072 | 1.3542 | 1.3032 | 1.2431 | 1.187
49 | DOWNWARD REGULATION CAPABILITIES: 49 = (42+46)-(43+44+45+47a+47b+48a+48b) |  |  | 0.90019 | 0.83111 | 1.1347 | 0.97646 | 0.66287 | 0.83525 | 0.7563 | 0.89674 | 0.78767 | 0.8191 | 0.92683 | 1.2806 | 0.39579 | 0.24882 | 0.93589 | 0.90059 | 1.9529 | 2.5128
PART Fbis: ADDITIONAL INFORMATION FOR INTERCONNECTORS
Transportable capacity at daytime minimum demand conditions (high wind and high solar conditions)
50 | Simultaneous importable capacity |  | From | 5.65 | 5.65 | 5.65 | 5.65 | 5.65 | 5.65 | 5.65 | 5.65 | 5.65 | 5.65 | 5.65 | 5.65 | 5.65 | 5.65 | 5.65 | 5.65 | 5.65 | 5.65
51 | Simultaneous exportable capacity |  | To | 5.65 | 5.65 | 5.65 | 5.65 | 5.65 | 5.65 | 5.65 | 5.65 | 5.65 | 5.65 | 5.65 | 5.65 | 5.65 | 5.65 | 5.65 | 5.65 | 5.65 | 5.65

## NI
Summer Outlook Report 2019
| Power Data (all entries are assumed to be >0) |  |  | Countrycode: |  | NI | [6 empty] | Heating if temperature below: | 13.3 |  |  |  | Cooling if temperature above: | not detected
| (Net values in GW, at a synchronous time every week) |  |  | Countryname: |  | Northern Ireland | [6 empty] | Heating saturation temperature: | -3 |  |  |  | Cooling saturation temperature: | not detected
[13 empty] | Temperature sensitivity in heating [MW/ ͦC] | -13 |  |  |  | Temperature sensitivity in cooling [MW/ ͦC] | not detected
| The peak dates are related to Wednesday of each week |  |  | 2019-05-29 | 2019-06-05 | 2019-06-12 | 2019-06-19 | 2019-06-26 | 2019-07-03 | 2019-07-10 | 2019-07-17 | 2019-07-24 | 2019-07-31 | 2019-08-07 | 2019-08-14 | 2019-08-21 | 2019-08-28 | 2019-09-04 | 2019-09-11 | 2019-09-18 | 2019-09-25
| WEEK |  |  | 22 | 23 | 24 | 25 | 26 | 27 | 28 | 29 | 30 | 31 | 32 | 33 | 34 | 35 | 36 | 37 | 38 | 39
| Time (CET for winter, but CEST last week; CEST for summer) |  |  | 19:00 | 19:00 | 19:00 | 19:00 | 19:00 | 19:00 | 19:00 | 19:00 | 19:00 | 19:00 | 19:00 | 19:00 | 19:00 | 19:00 | 19:00 | 19:00 | 19:00 | 19:00
Line | PART A : INDIGENOUS NATIONAL GENERATION | Severe conditions Average Forced Outage Rate | Normal conditions Average Forced Outage Rate
Net generating capacity:
1 | Nuclear Power | 5% | 5% | 0 | 0 | 0 | 0 | 0 | 0 | 0 | 0 | 0 | 0 | 0 | 0 | 0 | 0 | 0 | 0 | 0 | 0
2 | Fossil Fuels |  |  | 1.951 | 1.951 | 1.951 | 1.951 | 1.951 | 1.951 | 1.951 | 1.951 | 1.951 | 1.951 | 1.951 | 1.951 | 1.951 | 1.951 | 1.951 | 1.951 | 1.951 | 1.951
2a | of which Lignite | 9% | 9% | 0 | 0 | 0 | 0 | 0 | 0 | 0 | 0 | 0 | 0 | 0 | 0 | 0 | 0 | 0 | 0 | 0 | 0
2b | of which Hard Coal | 9% | 9% | 0.35 | 0.35 | 0.35 | 0.35 | 0.35 | 0.35 | 0.35 | 0.35 | 0.35 | 0.35 | 0.35 | 0.35 | 0.35 | 0.35 | 0.35 | 0.35 | 0.35 | 0.35
2c | of which Gas | 7% | 7% | 1.29 | 1.29 | 1.29 | 1.29 | 1.29 | 1.29 | 1.29 | 1.29 | 1.29 | 1.29 | 1.29 | 1.29 | 1.29 | 1.29 | 1.29 | 1.29 | 1.29 | 1.29
2d | of which Oil | 9% | 9% | 0.311 | 0.311 | 0.311 | 0.311 | 0.311 | 0.311 | 0.311 | 0.311 | 0.311 | 0.311 | 0.311 | 0.311 | 0.311 | 0.311 | 0.311 | 0.311 | 0.311 | 0.311
2e | of which Oil Shale | 8.75% | 8.75% | 0 | 0 | 0 | 0 | 0 | 0 | 0 | 0 | 0 | 0 | 0 | 0 | 0 | 0 | 0 | 0 | 0 | 0
2f | of which Fossil Peat | 8.75% | 8.75% | 0 | 0 | 0 | 0 | 0 | 0 | 0 | 0 | 0 | 0 | 0 | 0 | 0 | 0 | 0 | 0 | 0 | 0
3 | Renewable Energy Sources (other than hydro) |  |  | 1.218 | 1.218 | 1.218 | 1.218 | 1.218 | 1.218 | 1.218 | 1.218 | 1.218 | 1.218 | 1.218 | 1.218 | 1.218 | 1.218 | 1.218 | 1.218 | 1.218 | 1.218
3a | of which onshore wind | 0% | 0% | 1.09 | 1.09 | 1.09 | 1.09 | 1.09 | 1.09 | 1.09 | 1.09 | 1.09 | 1.09 | 1.09 | 1.09 | 1.09 | 1.09 | 1.09 | 1.09 | 1.09 | 1.09
3b | of which offshore wind | 1.44% | 1.44% | 0 | 0 | 0 | 0 | 0 | 0 | 0 | 0 | 0 | 0 | 0 | 0 | 0 | 0 | 0 | 0 | 0 | 0
3c | of which Solar (PV) | 0% | 0% | 0.11 | 0.11 | 0.11 | 0.11 | 0.11 | 0.11 | 0.11 | 0.11 | 0.11 | 0.11 | 0.11 | 0.11 | 0.11 | 0.11 | 0.11 | 0.11 | 0.11 | 0.11
3d | of which Biomass | 10% | 10% | 0.018 | 0.018 | 0.018 | 0.018 | 0.018 | 0.018 | 0.018 | 0.018 | 0.018 | 0.018 | 0.018 | 0.018 | 0.018 | 0.018 | 0.018 | 0.018 | 0.018 | 0.018
3e | of which other RES (e.g. tidal, wave, geothermal, RES waste, CSP) | 0% | 0% | 0 | 0 | 0 | 0 | 0 | 0 | 0 | 0 | 0 | 0 | 0 | 0 | 0 | 0 | 0 | 0 | 0 | 0
4a | Hydro Run of River and Reservoir | 0% | 0% | 0 | 0 | 0 | 0 | 0 | 0 | 0 | 0 | 0 | 0 | 0 | 0 | 0 | 0 | 0 | 0 | 0 | 0
4b | Hydro pumping | 0% | 0% | 0 | 0 | 0 | 0 | 0 | 0 | 0 | 0 | 0 | 0 | 0 | 0 | 0 | 0 | 0 | 0 | 0 | 0
5 | Other non-RES (e.g. CHP non-renewable, waste non-renewable) | 0% | 0% | 0.084 | 0.084 | 0.084 | 0.084 | 0.084 | 0.084 | 0.084 | 0.084 | 0.084 | 0.084 | 0.084 | 0.084 | 0.084 | 0.084 | 0.084 | 0.084 | 0.084 | 0.084
6 | Total Net generating capacity (6 = 1+2+3+4a+4b+5) |  |  | 3.253 | 3.253 | 3.253 | 3.253 | 3.253 | 3.253 | 3.253 | 3.253 | 3.253 | 3.253 | 3.253 | 3.253 | 3.253 | 3.253 | 3.253 | 3.253 | 3.253 | 3.253
7 | Maintenance & Overhauls (planned outages) |  |  | 0.17 | 0.17 | 0 | 0 | 0.18 | 0.18 | 0.59 | 0.59 | 0.18 | 0.18 | 0.18 | 0 | 0 | 0 | 0 | 0.4 | 0.4 | 0
7a | Nuclear Power |  |  | 0 | 0 | 0 | 0 | 0 | 0 | 0 | 0 | 0 | 0 | 0 | 0 | 0 | 0 | 0 | 0 | 0 | 0
7b | Lignite |  |  | 0 | 0 | 0 | 0 | 0 | 0 | 0 | 0 | 0 | 0 | 0 | 0 | 0 | 0 | 0 | 0 | 0 | 0
7c | Hard Coal |  |  | 0.17 | 0.17 | 0 | 0 | 0 | 0 | 0 | 0 | 0 | 0 | 0 | 0 | 0 | 0 | 0 | 0 | 0 | 0
7d | Gas |  |  | 0 | 0 | 0 | 0 | 0.18 | 0.18 | 0.59 | 0.59 | 0.18 | 0.18 | 0.18 | 0 | 0 | 0 | 0 | 0.4 | 0.4 | 0
7e | Oil |  |  | 0 | 0 | 0 | 0 | 0 | 0 | 0 | 0 | 0 | 0 | 0 | 0 | 0 | 0 | 0 | 0 | 0 | 0
7f | Oil Shale |  |  | 0 | 0 | 0 | 0 | 0 | 0 | 0 | 0 | 0 | 0 | 0 | 0 | 0 | 0 | 0 | 0 | 0 | 0
7g | Fossil Peat |  |  | 0 | 0 | 0 | 0 | 0 | 0 | 0 | 0 | 0 | 0 | 0 | 0 | 0 | 0 | 0 | 0 | 0 | 0
7h | Onshore Wind |  |  | 0 | 0 | 0 | 0 | 0 | 0 | 0 | 0 | 0 | 0 | 0 | 0 | 0 | 0 | 0 | 0 | 0 | 0
7i | Offshore Wind |  |  | 0 | 0 | 0 | 0 | 0 | 0 | 0 | 0 | 0 | 0 | 0 | 0 | 0 | 0 | 0 | 0 | 0 | 0
7j | Solar (PV) |  |  | 0 | 0 | 0 | 0 | 0 | 0 | 0 | 0 | 0 | 0 | 0 | 0 | 0 | 0 | 0 | 0 | 0 | 0
7k | Biomass |  |  | 0 | 0 | 0 | 0 | 0 | 0 | 0 | 0 | 0 | 0 | 0 | 0 | 0 | 0 | 0 | 0 | 0 | 0
7l | other RES (apart from hydro, including tidal, wave, geothermal, waste renewable, CSP,…) |  |  | 0 | 0 | 0 | 0 | 0 | 0 | 0 | 0 | 0 | 0 | 0 | 0 | 0 | 0 | 0 | 0 | 0 | 0
7m | Hydro Run of River and Reservoir |  |  | 0 | 0 | 0 | 0 | 0 | 0 | 0 | 0 | 0 | 0 | 0 | 0 | 0 | 0 | 0 | 0 | 0 | 0
7n | Hydro pumping |  |  | 0 | 0 | 0 | 0 | 0 | 0 | 0 | 0 | 0 | 0 | 0 | 0 | 0 | 0 | 0 | 0 | 0 | 0
7o | Other non-RES (incl. not clearly identifiable energy sources) |  |  | 0 | 0 | 0 | 0 | 0 | 0 | 0 | 0 | 0 | 0 | 0 | 0 | 0 | 0 | 0 | 0 | 0 | 0
PART B : DATA FOR NORMAL CONDITIONS
8 | Non-usable capacity at reference point (all power stations including mothballed, authorization & technical & legal constraints, energy source unavailability etc. ) |  |  | 1.0056 | 1.0147 | 1.0198 | 1.0052 | 1.0075 | 1.0123 | 1.0191 | 1.0253 | 1.0332 | 1.0257 | 1.0184 | 1.0154 | 1.0054 | 1.0008 | 1.0021 | 0.99695 | 0.9914 | 0.97939
8a | of which nuclear
8b | of which Lignite
8c | of which Hard Coal
8d | of which Gas
8e | of which Oil
8f | of which Oil Shale
8g | of which Fossil Peat
8h | of which onshore wind |  |  | 0.92749 | 0.93757 | 0.94265 | 0.92851 | 0.93057 | 0.93547 | 0.94267 | 0.94876 | 0.95618 | 0.94775 | 0.93867 | 0.93441 | 0.92327 | 0.91673 | 0.91597 | 0.90762 | 0.89882 | 0.8836
8i | of which offshore wind |  |  | 0 | 0 | 0 | 0 | 0 | 0 | 0 | 0 | 0 | 0 | 0 | 0 | 0 | 0 | 0 | 0 | 0 | 0
8j | of which Solar |  |  | 0.078125 | 0.077175 | 0.077118 | 0.076732 | 0.076936 | 0.076805 | 0.07646 | 0.076533 | 0.077033 | 0.077915 | 0.079685 | 0.080976 | 0.082156 | 0.084018 | 0.086159 | 0.089326 | 0.092587 | 0.095798
8k | of which Biomass
8l | of which other RES (apart from hydro)
8m | Hydro Run of River and Reservoir
8n | Hydro pumping
8o | of which other non-RES (incl. not clearly identifiable energy sources)
9 | Available capacity (9 = 6 - (7 + 8)) |  |  | 2.0774 | 2.0683 | 2.2332 | 2.2478 | 2.0655 | 2.0607 | 1.6439 | 1.6377 | 2.0398 | 2.0473 | 2.0546 | 2.2376 | 2.2476 | 2.2522 | 2.2509 | 1.856 | 1.8616 | 2.2736
10 | Outages: average expected value (all power stations) |  |  | 0.13629 | 0.13629 | 0.15159 | 0.15159 | 0.13899 | 0.13899 | 0.11029 | 0.11029 | 0.13899 | 0.13899 | 0.13899 | 0.15159 | 0.15159 | 0.15159 | 0.15159 | 0.12359 | 0.12359 | 0.15159
11 | System services reserve (one hour ahead of real time)
12 | Reliably available capacity (12 = 9 - (10 + 11)) |  |  | 1.9411 | 1.932 | 2.0816 | 2.0962 | 1.9265 | 1.9217 | 1.5336 | 1.5274 | 1.9008 | 1.9083 | 1.9157 | 2.086 | 2.096 | 2.1007 | 2.0993 | 1.7325 | 1.738 | 2.122
13 | Demand at reference point in time |  |  | 1.2341 | 1.2153 | 1.1982 | 1.1831 | 1.1701 | 1.1592 | 1.1505 | 1.144 | 1.1396 | 1.1372 | 1.1369 | 1.1385 | 1.1423 | 1.1482 | 1.1563 | 1.1666 | 1.1793 | 1.1942
13b | Population average daily (24h) temperature (degrees Celsius) |  |  | 11.7047 | 12.283 | 12.8285 | 13.3315 | 13.783 | 14.1751 | 14.5009 | 14.7543 | 14.9309 | 15.0272 | 15.0413 | 14.9724 | 14.8214 | 14.5905 | 14.2832 | 13.9046 | 13.4609 | 12.9598
14a | Load reduction / demand side response available at reference point in time
14b | Strategic reserves available at reference point in time
15 | Net weekly load at reference point in time (15 = 13-14a) |  |  | 1.2341 | 1.2153 | 1.1982 | 1.1831 | 1.1701 | 1.1592 | 1.1505 | 1.144 | 1.1396 | 1.1372 | 1.1369 | 1.1385 | 1.1423 | 1.1482 | 1.1563 | 1.1666 | 1.1793 | 1.1942
16 | Remaining capacity at reference point in time (16 = 12- 15) |  |  | 0.70701 | 0.71663 | 0.88339 | 0.91307 | 0.75645 | 0.76256 | 0.38307 | 0.38344 | 0.76123 | 0.77115 | 0.7788 | 0.94749 | 0.9537 | 0.95248 | 0.94302 | 0.56582 | 0.5587 | 0.92778
B1 | Weekly peak load (unrestricted reference point in time) |  |  | 1.2341 | 1.2153 | 1.1982 | 1.1831 | 1.1701 | 1.1592 | 1.1505 | 1.144 | 1.1396 | 1.1372 | 1.1369 | 1.1385 | 1.1423 | 1.1482 | 1.1563 | 1.1666 | 1.1793 | 1.1942
B2 | Daily hour of expected weekly peak load (CET for winter, but CEST for last week; CEST for summer) |  |  | 19:00 | 19:00 | 19:00 | 19:00 | 19:00 | 19:00 | 19:00 | 19:00 | 19:00 | 19:00 | 19:00 | 19:00 | 19:00 | 19:00 | 19:00 | 19:00 | 19:00 | 19:00
.
PART C : DATA FOR SEVERE CONDITIONS
17 | Non-usable capacity at reference point (all power stations including mothballed, authorization & technical & legal constraints, energy source unavailability etc. ) |  |  | 1.1719 | 1.171 | 1.1703 | 1.1692 | 1.1698 | 1.1717 | 1.1723 | 1.1736 | 1.1735 | 1.173 | 1.1746 | 1.1781 | 1.1802 | 1.1828 | 1.1846 | 1.1852 | 1.1876 | 1.1878
17a | of which nuclear
17b | of which Lignite
17c | of which Hard Coal
17d | of which Gas
17e | of which Oil
17f | of which Oil Shale
17g | of which Fossil Peat
17h | of which onshore wind |  |  | 1.0778 | 1.0777 | 1.0773 | 1.0764 | 1.0766 | 1.0779 | 1.0786 | 1.0788 | 1.0782 | 1.0772 | 1.0785 | 1.0811 | 1.0824 | 1.0833 | 1.0833 | 1.0829 | 1.0835 | 1.0824
17i | of which offshore wind |  |  | 0 | 0 | 0 | 0 | 0 | 0 | 0 | 0 | 0 | 0 | 0 | 0 | 0 | 0 | 0 | 0 | 0 | 0
17j | of which Solar |  |  | 0.094124 | 0.0933 | 0.092961 | 0.092764 | 0.093176 | 0.09377 | 0.093668 | 0.09484 | 0.095315 | 0.095762 | 0.096107 | 0.096968 | 0.097855 | 0.099464 | 0.10136 | 0.10228 | 0.10411 | 0.10531
17k | of which Biomass
17l | of which other RES (apart from hydro)
17m | Hydro Run of River and Reservoir
17n | Hydro pumping
17o | of which other non-RES (incl. not clearly identifiable energy sources)
18 | Available capacity (18 = 6 - (7 + 17)) |  |  | 1.9111 | 1.912 | 2.0827 | 2.0838 | 1.9032 | 1.9013 | 1.4907 | 1.4894 | 1.8995 | 1.9 | 1.8984 | 2.0749 | 2.0728 | 2.0702 | 2.0684 | 1.6678 | 1.6654 | 2.0652
19 | Outages: average expected value (all power stations) under SEVERE conditions |  |  | 0.13629 | 0.13629 | 0.15159 | 0.15159 | 0.13899 | 0.13899 | 0.11029 | 0.11029 | 0.13899 | 0.13899 | 0.13899 | 0.15159 | 0.15159 | 0.15159 | 0.15159 | 0.12359 | 0.12359 | 0.15159
20 | System services reserve (one hour ahead of real time) under SEVERE conditions
21 | Reliably available capacity under SEVERE conditions (21 = 18 - (19 + 20)) |  |  | 1.7748 | 1.7757 | 1.9311 | 1.9322 | 1.7642 | 1.7624 | 1.3804 | 1.3791 | 1.7605 | 1.761 | 1.7594 | 1.9233 | 1.9212 | 1.9187 | 1.9168 | 1.5442 | 1.5418 | 1.9137
22 | Demand at reference point in time under SEVERE conditions (one in 20 year) |  |  | 1.2588 | 1.2396 | 1.2222 | 1.2068 | 1.1935 | 1.1824 | 1.1735 | 1.1669 | 1.1624 | 1.1599 | 1.1596 | 1.1613 | 1.1651 | 1.1711 | 1.1794 | 1.19 | 1.2029 | 1.2181
23a | Load reduction / demand side response available at reference point in time under SEVERE conditions
23b | Strategic reserves available at reference point in time under SEVERE conditions
24 | Net weekly peak load for SEVERE conditions (24 = 22-23a) |  |  | 1.2588 | 1.2396 | 1.2222 | 1.2068 | 1.1935 | 1.1824 | 1.1735 | 1.1669 | 1.1624 | 1.1599 | 1.1596 | 1.1613 | 1.1651 | 1.1711 | 1.1794 | 1.19 | 1.2029 | 1.2181
25 | Remaining capacity for SEVERE conditions (25 = 21-24) |  |  | 0.51606 | 0.5361 | 0.70891 | 0.72547 | 0.57077 | 0.57999 | 0.20691 | 0.21224 | 0.59819 | 0.60107 | 0.59985 | 0.76203 | 0.75606 | 0.74752 | 0.73738 | 0.35422 | 0.33887 | 0.69553
C1 | Weekly peak load under SEVERE conditions (unrestricted reference point in time) |  |  | 1.2588 | 1.2396 | 1.2222 | 1.2068 | 1.1935 | 1.1824 | 1.1735 | 1.1669 | 1.1624 | 1.1599 | 1.1596 | 1.1613 | 1.1651 | 1.1711 | 1.1794 | 1.19 | 1.2029 | 1.2181
C2 | Daily hour of expected weekly peak load (CET for winter, but CEST for last week; CEST for summer) |  |  | 19:00 | 19:00 | 19:00 | 19:00 | 19:00 | 19:00 | 19:00 | 19:00 | 19:00 | 19:00 | 19:00 | 19:00 | 19:00 | 19:00 | 19:00 | 19:00 | 19:00 | 19:00
PART D: ADDITIONAL INFORMATION FOR INTERCONNECTORS (at synchronous peak)
31 | Simultaneous importable capacity |  | From | 0.6 | 0.2 | 0.2 | 0.2 | 0.6 | 0.6 | 0.6 | 0.6 | 0.6 | 0.6 | 0.6 | 0.6 | 0.6 | 0.6 | 0.6 | 0.6 | 0.6 | 0.6
32 | Simultaneous exportable capacity |  | To | 0.5 | 0.2 | 0.2 | 0.2 | 0.5 | 0.5 | 0.5 | 0.5 | 0.5 | 0.5 | 0.5 | 0.5 | 0.5 | 0.5 | 0.5 | 0.5 | 0.5 | 0.5
| The off-peak dates are related to Sunday of each week |  |  | 2019-06-02 | 2019-06-09 | 2019-06-16 | 2019-06-23 | 2019-06-30 | 2019-07-07 | 2019-07-14 | 2019-07-21 | 2019-07-28 | 2019-08-04 | 2019-08-11 | 2019-08-18 | 2019-08-25 | 2019-09-01 | 2019-09-08 | 2019-09-15 | 2019-09-22 | 2019-09-29
| WEEK |  |  | 22 | 23 | 24 | 25 | 26 | 27 | 28 | 29 | 30 | 31 | 32 | 33 | 34 | 35 | 36 | 37 | 38 | 39
| Time (CET for winter, but CEST for last week of winter; CEST for summer) |  |  | 5:00 | 5:00 | 5:00 | 5:00 | 5:00 | 5:00 | 5:00 | 5:00 | 5:00 | 5:00 | 5:00 | 5:00 | 5:00 | 5:00 | 5:00 | 5:00 | 5:00 | 5:00
PART E: ADDITIONAL INFORMATION FOR NIGHT MIN DEMAND CONDITIONS
33 | Weekly Minimum Demand (overnight valley minimum) |  |  | 0.5 | 0.5 | 0.5 | 0.5 | 0.5 | 0.5 | 0.5 | 0.5 | 0.5 | 0.5 | 0.5 | 0.5 | 0.5 | 0.5 | 0.5 | 0.5 | 0.5 | 0.5
34 | Must Run Generation (excluding wind/run of river)
35 | Run of river generation (Must Run)
36 | Downward balancing reserves (FCR, FRR) |  |  | 0.26 | 0.26 | 0.26 | 0.26 | 0.26 | 0.26 | 0.26 | 0.26 | 0.26 | 0.26 | 0.26 | 0.26 | 0.26 | 0.26 | 0.26 | 0.26 | 0.26 | 0.26
37 | Pumping Storage Capacity available (Power)
38a | Highest expected onshore wind generation running |  |  | 0.61773 | 0.5873 | 0.57787 | 0.55986 | 0.53665 | 0.48929 | 0.4812 | 0.50525 | 0.51789 | 0.52823 | 0.56228 | 0.5785 | 0.64889 | 0.78342 | 0.83903 | 0.84456 | 0.90811 | 0.90879
38b | Highest expected offshore wind generation running |  |  | 0 | 0 | 0 | 0 | 0 | 0 | 0 | 0 | 0 | 0 | 0 | 0 | 0 | 0 | 0 | 0 | 0 | 0
39 | DOWNWARD REGULATION CAPABILITIES: 39 = (33+37)-(34+35+36+38a+38b)) |  |  | -0.37773 | -0.3473 | -0.33787 | -0.31986 | -0.29665 | -0.24929 | -0.2412 | -0.26525 | -0.27789 | -0.28823 | -0.32228 | -0.3385 | -0.40889 | -0.54342 | -0.59903 | -0.60456 | -0.66811 | -0.66879
PART Ebis: ADDITIONAL INFORMATION FOR INTERCONNECTORS
Transportable capacity at night minimum demand conditions (high wind conditions)
40 | Simultaneous importable capacity |  | From | 0.6 | 0.2 | 0.2 | 0.2 | 0.6 | 0.6 | 0.6 | 0.6 | 0.6 | 0.6 | 0.6 | 0.6 | 0.6 | 0.6 | 0.6 | 0.6 | 0.6 | 0.6
41 | Simultaneous exportable capacity |  | To | 0.5 | 0.2 | 0.2 | 0.2 | 0.5 | 0.5 | 0.5 | 0.5 | 0.5 | 0.5 | 0.5 | 0.5 | 0.5 | 0.5 | 0.5 | 0.5 | 0.5 | 0.5
| Time (CET for winter, but CEST for last week of winter; CEST for summer) |  |  | 11:00 | 11:00 | 11:00 | 11:00 | 11:00 | 11:00 | 11:00 | 11:00 | 11:00 | 11:00 | 11:00 | 11:00 | 11:00 | 11:00 | 11:00 | 11:00 | 11:00 | 11:00
PART F: ADDITIONAL INFORMATION FOR DAYTIME MIN DEMAND CONDITIONS
42 | Weekly Minimum Daytime Demand (Sunday low peak + solar) |  |  | 0.7 | 0.7 | 0.7 | 0.7 | 0.7 | 0.7 | 0.7 | 0.7 | 0.7 | 0.7 | 0.7 | 0.7 | 0.7 | 0.7 | 0.7 | 0.7 | 0.7 | 0.7
43 | Must Run Generation (excluding wind/PV/run of river)
44 | Run of river generation (Must Run)
45 | Downward balancing reserves (FCR, FRR) |  |  | 0.26 | 0.26 | 0.26 | 0.26 | 0.26 | 0.26 | 0.26 | 0.26 | 0.26 | 0.26 | 0.26 | 0.26 | 0.26 | 0.26 | 0.26 | 0.26 | 0.26 | 0.26
46 | Pumping Storage Capacity available (Power)
47a | Highest expected onshore wind generation running |  |  | 0.71972 | 0.66788 | 0.66231 | 0.62107 | 0.59339 | 0.57704 | 0.56085 | 0.5714 | 0.60544 | 0.6103 | 0.65164 | 0.7021 | 0.78067 | 0.87957 | 0.91604 | 0.92031 | 0.95595 | 0.94538
47b | Highest expected offshore wind generation running |  |  | 0 | 0 | 0 | 0 | 0 | 0 | 0 | 0 | 0 | 0 | 0 | 0 | 0 | 0 | 0 | 0 | 0 | 0
48 | Highest expected solar PV running |  |  | 0.043324 | 0.043119 | 0.042794 | 0.042481 | 0.041726 | 0.04119 | 0.040264 | 0.039607 | 0.039021 | 0.038202 | 0.037202 | 0.036546 | 0.03527 | 0.03404 | 0.032642 | 0.031206 | 0.029423 | 0.027261
49 | DOWNWARD REGULATION CAPABILITIES: 49 = (42+46)-(43+44+45+47a+47b+48a+48b) |  |  | -0.32304 | -0.271 | -0.26511 | -0.22355 | -0.19512 | -0.17823 | -0.16112 | -0.171 | -0.20446 | -0.2085 | -0.24884 | -0.29865 | -0.37594 | -0.47361 | -0.50869 | -0.51151 | -0.54537 | -0.53264
PART Fbis: ADDITIONAL INFORMATION FOR INTERCONNECTORS
Transportable capacity at daytime minimum demand conditions (high wind and high solar conditions)
50 | Simultaneous importable capacity |  | From | 0.6 | 0.2 | 0.2 | 0.2 | 0.6 | 0.6 | 0.6 | 0.6 | 0.6 | 0.6 | 0.6 | 0.6 | 0.6 | 0.6 | 0.6 | 0.6 | 0.6 | 0.6
51 | Simultaneous exportable capacity |  | To | 0.5 | 0.2 | 0.2 | 0.2 | 0.5 | 0.5 | 0.5 | 0.5 | 0.5 | 0.5 | 0.5 | 0.5 | 0.5 | 0.5 | 0.5 | 0.5 | 0.5 | 0.5

## MT
Summer Outlook Report 2019
| Power Data (all entries are assumed to be >0) |  |  | Countrycode: |  | MT | [6 empty] | Heating if temperature below: | no data |  |  |  | Cooling if temperature above: | 22.2
| (Net values in GW, at a synchronous time every week) |  |  | Countryname: |  | Malta | [6 empty] | Heating saturation temperature: | -9 |  |  |  | Cooling saturation temperature: | not detected
[13 empty] | Temperature sensitivity in heating [MW/ ͦC] | -10 |  |  |  | Temperature sensitivity in cooling [MW/ ͦC] | 18
| The peak dates are related to Wednesday of each week |  |  | 2019-05-29 | 2019-06-05 | 2019-06-12 | 2019-06-19 | 2019-06-26 | 2019-07-03 | 2019-07-10 | 2019-07-17 | 2019-07-24 | 2019-07-31 | 2019-08-07 | 2019-08-14 | 2019-08-21 | 2019-08-28 | 2019-09-04 | 2019-09-11 | 2019-09-18 | 2019-09-25
| WEEK |  |  | 22 | 23 | 24 | 25 | 26 | 27 | 28 | 29 | 30 | 31 | 32 | 33 | 34 | 35 | 36 | 37 | 38 | 39
| Time (CET for winter, but CEST last week; CEST for summer) |  |  | 19:00 | 19:00 | 19:00 | 19:00 | 19:00 | 19:00 | 19:00 | 19:00 | 19:00 | 19:00 | 19:00 | 19:00 | 19:00 | 19:00 | 19:00 | 19:00 | 19:00 | 19:00
Line | PART A : INDIGENOUS NATIONAL GENERATION | Severe conditions Average Forced Outage Rate | Normal conditions Average Forced Outage Rate
Net generating capacity:
1 | Nuclear Power | 0% | 0% | 0 | 0 | 0 | 0 | 0 | 0 | 0 | 0 | 0 | 0 | 0 | 0 | 0 | 0 | 0 | 0 | 0 | 0
2 | Fossil Fuels |  |  | 0.58 | 0.58 | 0.58 | 0.58 | 0.58 | 0.58 | 0.58 | 0.58 | 0.58 | 0.58 | 0.58 | 0.58 | 0.58 | 0.58 | 0.58 | 0.58 | 0.58 | 0.58
2a | of which Lignite | 0% | 0% | 0 | 0 | 0 | 0 | 0 | 0 | 0 | 0 | 0 | 0 | 0 | 0 | 0 | 0 | 0 | 0 | 0 | 0
2b | of which Hard Coal | 0% | 0% | 0 | 0 | 0 | 0 | 0 | 0 | 0 | 0 | 0 | 0 | 0 | 0 | 0 | 0 | 0 | 0 | 0 | 0
2c | of which Gas | 0% | 0% | 0.36 | 0.36 | 0.36 | 0.36 | 0.36 | 0.36 | 0.36 | 0.36 | 0.36 | 0.36 | 0.36 | 0.36 | 0.36 | 0.36 | 0.36 | 0.36 | 0.36 | 0.36
2d | of which Oil | 2% | 2% | 0.22 | 0.22 | 0.22 | 0.22 | 0.22 | 0.22 | 0.22 | 0.22 | 0.22 | 0.22 | 0.22 | 0.22 | 0.22 | 0.22 | 0.22 | 0.22 | 0.22 | 0.22
2e | of which Oil Shale | 0% | 0% | 0 | 0 | 0 | 0 | 0 | 0 | 0 | 0 | 0 | 0 | 0 | 0 | 0 | 0 | 0 | 0 | 0 | 0
2f | of which Fossil Peat | 0% | 0% | 0 | 0 | 0 | 0 | 0 | 0 | 0 | 0 | 0 | 0 | 0 | 0 | 0 | 0 | 0 | 0 | 0 | 0
3 | Renewable Energy Sources (other than hydro) |  |  | 0.1 | 0.1 | 0.1 | 0.1 | 0.1 | 0.1 | 0.1 | 0.1 | 0.1 | 0.1 | 0.1 | 0.1 | 0.1 | 0.1 | 0.1 | 0.1 | 0.1 | 0.1
3a | of which onshore wind | 0% | 0% | 0 | 0 | 0 | 0 | 0 | 0 | 0 | 0 | 0 | 0 | 0 | 0 | 0 | 0 | 0 | 0 | 0 | 0
3b | of which offshore wind | 0% | 0% | 0 | 0 | 0 | 0 | 0 | 0 | 0 | 0 | 0 | 0 | 0 | 0 | 0 | 0 | 0 | 0 | 0 | 0
3c | of which Solar (PV) | 0% | 0% | 0.1 | 0.1 | 0.1 | 0.1 | 0.1 | 0.1 | 0.1 | 0.1 | 0.1 | 0.1 | 0.1 | 0.1 | 0.1 | 0.1 | 0.1 | 0.1 | 0.1 | 0.1
3d | of which Biomass | 0% | 0% | 0 | 0 | 0 | 0 | 0 | 0 | 0 | 0 | 0 | 0 | 0 | 0 | 0 | 0 | 0 | 0 | 0 | 0
3e | of which other RES (e.g. tidal, wave, geothermal, RES waste, CSP) | 0% | 0% | 0 | 0 | 0 | 0 | 0 | 0 | 0 | 0 | 0 | 0 | 0 | 0 | 0 | 0 | 0 | 0 | 0 | 0
4a | Hydro Run of River and Reservoir | 0% | 0% | 0 | 0 | 0 | 0 | 0 | 0 | 0 | 0 | 0 | 0 | 0 | 0 | 0 | 0 | 0 | 0 | 0 | 0
4b | Hydro pumping | 0% | 0% | 0 | 0 | 0 | 0 | 0 | 0 | 0 | 0 | 0 | 0 | 0 | 0 | 0 | 0 | 0 | 0 | 0 | 0
5 | Other non-RES (e.g. CHP non-renewable, waste non-renewable) | 0% | 0% | 0 | 0 | 0 | 0 | 0 | 0 | 0 | 0 | 0 | 0 | 0 | 0 | 0 | 0 | 0 | 0 | 0 | 0
6 | Total Net generating capacity (6 = 1+2+3+4a+4b+5) |  |  | 0.68 | 0.68 | 0.68 | 0.68 | 0.68 | 0.68 | 0.68 | 0.68 | 0.68 | 0.68 | 0.68 | 0.68 | 0.68 | 0.68 | 0.68 | 0.68 | 0.68 | 0.68
7 | Maintenance & Overhauls (planned outages) |  |  | 0 | 0 | 0 | 0 | 0 | 0 | 0 | 0 | 0 | 0 | 0 | 0 | 0 | 0 | 0 | 0 | 0 | 0
7a | Nuclear Power |  |  | 0 | 0 | 0 | 0 | 0 | 0 | 0 | 0 | 0 | 0 | 0 | 0 | 0 | 0 | 0 | 0 | 0 | 0
7b | Lignite |  |  | 0 | 0 | 0 | 0 | 0 | 0 | 0 | 0 | 0 | 0 | 0 | 0 | 0 | 0 | 0 | 0 | 0 | 0
7c | Hard Coal |  |  | 0 | 0 | 0 | 0 | 0 | 0 | 0 | 0 | 0 | 0 | 0 | 0 | 0 | 0 | 0 | 0 | 0 | 0
7d | Gas |  |  | 0 | 0 | 0 | 0 | 0 | 0 | 0 | 0 | 0 | 0 | 0 | 0 | 0 | 0 | 0 | 0 | 0 | 0
7e | Oil |  |  | 0 | 0 | 0 | 0 | 0 | 0 | 0 | 0 | 0 | 0 | 0 | 0 | 0 | 0 | 0 | 0 | 0 | 0
7f | Oil Shale |  |  | 0 | 0 | 0 | 0 | 0 | 0 | 0 | 0 | 0 | 0 | 0 | 0 | 0 | 0 | 0 | 0 | 0 | 0
7g | Fossil Peat |  |  | 0 | 0 | 0 | 0 | 0 | 0 | 0 | 0 | 0 | 0 | 0 | 0 | 0 | 0 | 0 | 0 | 0 | 0
7h | Onshore Wind |  |  | 0 | 0 | 0 | 0 | 0 | 0 | 0 | 0 | 0 | 0 | 0 | 0 | 0 | 0 | 0 | 0 | 0 | 0
7i | Offshore Wind |  |  | 0 | 0 | 0 | 0 | 0 | 0 | 0 | 0 | 0 | 0 | 0 | 0 | 0 | 0 | 0 | 0 | 0 | 0
7j | Solar (PV) |  |  | 0 | 0 | 0 | 0 | 0 | 0 | 0 | 0 | 0 | 0 | 0 | 0 | 0 | 0 | 0 | 0 | 0 | 0
7k | Biomass |  |  | 0 | 0 | 0 | 0 | 0 | 0 | 0 | 0 | 0 | 0 | 0 | 0 | 0 | 0 | 0 | 0 | 0 | 0
7l | other RES (apart from hydro, including tidal, wave, geothermal, waste renewable, CSP,…) |  |  | 0 | 0 | 0 | 0 | 0 | 0 | 0 | 0 | 0 | 0 | 0 | 0 | 0 | 0 | 0 | 0 | 0 | 0
7m | Hydro Run of River and Reservoir |  |  | 0 | 0 | 0 | 0 | 0 | 0 | 0 | 0 | 0 | 0 | 0 | 0 | 0 | 0 | 0 | 0 | 0 | 0
7n | Hydro pumping |  |  | 0 | 0 | 0 | 0 | 0 | 0 | 0 | 0 | 0 | 0 | 0 | 0 | 0 | 0 | 0 | 0 | 0 | 0
7o | Other non-RES (incl. not clearly identifiable energy sources) |  |  | 0 | 0 | 0 | 0 | 0 | 0 | 0 | 0 | 0 | 0 | 0 | 0 | 0 | 0 | 0 | 0 | 0 | 0
PART B : DATA FOR NORMAL CONDITIONS
8 | Non-usable capacity at reference point (all power stations including mothballed, authorization & technical & legal constraints, energy source unavailability etc. ) |  |  | 0.087072 | 0.086498 | 0.086024 | 0.085598 | 0.085362 | 0.08528 | 0.085306 | 0.085441 | 0.085827 | 0.086527 | 0.08749 | 0.08859 | 0.089964 | 0.091462 | 0.093256 | 0.094932 | 0.096558 | 0.097824
8a | of which nuclear
8b | of which Lignite
8c | of which Hard Coal
8d | of which Gas
8e | of which Oil
8f | of which Oil Shale
8g | of which Fossil Peat
8h | of which onshore wind |  |  | 0 | 0 | 0 | 0 | 0 | 0 | 0 | 0 | 0 | 0 | 0 | 0 | 0 | 0 | 0 | 0 | 0 | 0
8i | of which offshore wind |  |  | 0 | 0 | 0 | 0 | 0 | 0 | 0 | 0 | 0 | 0 | 0 | 0 | 0 | 0 | 0 | 0 | 0 | 0
8j | of which Solar |  |  | 0.087072 | 0.086498 | 0.086024 | 0.085598 | 0.085362 | 0.08528 | 0.085306 | 0.085441 | 0.085827 | 0.086527 | 0.08749 | 0.08859 | 0.089964 | 0.091462 | 0.093256 | 0.094932 | 0.096558 | 0.097824
8k | of which Biomass
8l | of which other RES (apart from hydro)
8m | Hydro Run of River and Reservoir
8n | Hydro pumping
8o | of which other non-RES (incl. not clearly identifiable energy sources)
9 | Available capacity (9 = 6 - (7 + 8)) |  |  | 0.59293 | 0.5935 | 0.59398 | 0.5944 | 0.59464 | 0.59472 | 0.59469 | 0.59456 | 0.59417 | 0.59347 | 0.59251 | 0.59141 | 0.59004 | 0.58854 | 0.58674 | 0.58507 | 0.58344 | 0.58218
10 | Outages: average expected value (all power stations) |  |  | 0.0044 | 0.0044 | 0.0044 | 0.0044 | 0.0044 | 0.0044 | 0.0044 | 0.0044 | 0.0044 | 0.0044 | 0.0044 | 0.0044 | 0.0044 | 0.0044 | 0.0044 | 0.0044 | 0.0044 | 0.0044
11 | System services reserve (one hour ahead of real time)
12 | Reliably available capacity (12 = 9 - (10 + 11)) |  |  | 0.58853 | 0.5891 | 0.58958 | 0.59 | 0.59024 | 0.59032 | 0.59029 | 0.59016 | 0.58977 | 0.58907 | 0.58811 | 0.58701 | 0.58564 | 0.58414 | 0.58234 | 0.58067 | 0.57904 | 0.57778
13 | Demand at reference point in time |  |  | 0.29967 | 0.30312 | 0.30815 | 0.31452 | 0.32189 | 0.3298 | 0.33773 | 0.34514 | 0.3515 | 0.35634 | 0.3593 | 0.36013 | 0.35876 | 0.35527 | 0.3499 | 0.34306 | 0.33523 | 0.32698
13b | Population average daily (24h) temperature (degrees Celsius) |  |  | 20.3744 | 21.1925 | 21.9815 | 22.7278 | 23.4188 | 24.0427 | 24.5887 | 25.0472 | 25.41 | 25.6705 | 25.8237 | 25.8661 | 25.7961 | 25.6138 | 25.3214 | 24.9227 | 24.4234 | 23.8311
14a | Load reduction / demand side response available at reference point in time
14b | Strategic reserves available at reference point in time
15 | Net weekly load at reference point in time (15 = 13-14a) |  |  | 0.29967 | 0.30312 | 0.30815 | 0.31452 | 0.32189 | 0.3298 | 0.33773 | 0.34514 | 0.3515 | 0.35634 | 0.3593 | 0.36013 | 0.35876 | 0.35527 | 0.3499 | 0.34306 | 0.33523 | 0.32698
16 | Remaining capacity at reference point in time (16 = 12- 15) |  |  | 0.28886 | 0.28599 | 0.28143 | 0.27548 | 0.26835 | 0.26052 | 0.25257 | 0.24502 | 0.23828 | 0.23273 | 0.22882 | 0.22688 | 0.22688 | 0.22887 | 0.23244 | 0.23761 | 0.24382 | 0.2508
B1 | Weekly peak load (unrestricted reference point in time)
B2 | Daily hour of expected weekly peak load (CET for winter, but CEST for last week; CEST for summer)
.
PART C : DATA FOR SEVERE CONDITIONS
17 | Non-usable capacity at reference point (all power stations including mothballed, authorization & technical & legal constraints, energy source unavailability etc. ) |  |  | 0.088838 | 0.088191 | 0.087206 | 0.086579 | 0.086089 | 0.085668 | 0.08581 | 0.086447 | 0.087354 | 0.088443 | 0.089772 | 0.091241 | 0.093052 | 0.094741 | 0.096358 | 0.097668 | 0.098653 | 0.099323
17a | of which nuclear
17b | of which Lignite
17c | of which Hard Coal
17d | of which Gas
17e | of which Oil
17f | of which Oil Shale
17g | of which Fossil Peat
17h | of which onshore wind |  |  | 0 | 0 | 0 | 0 | 0 | 0 | 0 | 0 | 0 | 0 | 0 | 0 | 0 | 0 | 0 | 0 | 0 | 0
17i | of which offshore wind |  |  | 0 | 0 | 0 | 0 | 0 | 0 | 0 | 0 | 0 | 0 | 0 | 0 | 0 | 0 | 0 | 0 | 0 | 0
17j | of which Solar |  |  | 0.088838 | 0.088191 | 0.087206 | 0.086579 | 0.086089 | 0.085668 | 0.08581 | 0.086447 | 0.087354 | 0.088443 | 0.089772 | 0.091241 | 0.093052 | 0.094741 | 0.096358 | 0.097668 | 0.098653 | 0.099323
17k | of which Biomass
17l | of which other RES (apart from hydro)
17m | Hydro Run of River and Reservoir
17n | Hydro pumping
17o | of which other non-RES (incl. not clearly identifiable energy sources)
18 | Available capacity (18 = 6 - (7 + 17)) |  |  | 0.59116 | 0.59181 | 0.59279 | 0.59342 | 0.59391 | 0.59433 | 0.59419 | 0.59355 | 0.59265 | 0.59156 | 0.59023 | 0.58876 | 0.58695 | 0.58526 | 0.58364 | 0.58233 | 0.58135 | 0.58068
19 | Outages: average expected value (all power stations) under SEVERE conditions |  |  | 0.0044 | 0.0044 | 0.0044 | 0.0044 | 0.0044 | 0.0044 | 0.0044 | 0.0044 | 0.0044 | 0.0044 | 0.0044 | 0.0044 | 0.0044 | 0.0044 | 0.0044 | 0.0044 | 0.0044 | 0.0044
20 | System services reserve (one hour ahead of real time) under SEVERE conditions
21 | Reliably available capacity under SEVERE conditions (21 = 18 - (19 + 20)) |  |  | 0.58676 | 0.58741 | 0.58839 | 0.58902 | 0.58951 | 0.58993 | 0.58979 | 0.58915 | 0.58825 | 0.58716 | 0.58583 | 0.58436 | 0.58255 | 0.58086 | 0.57924 | 0.57793 | 0.57695 | 0.57628
22 | Demand at reference point in time under SEVERE conditions (one in 20 year) |  |  | 0.3508 | 0.36905 | 0.38838 | 0.40832 | 0.42827 | 0.44757 | 0.46548 | 0.48129 | 0.49431 | 0.50394 | 0.50971 | 0.51132 | 0.50866 | 0.50182 | 0.49109 | 0.47693 | 0.45995 | 0.44088
23a | Load reduction / demand side response available at reference point in time under SEVERE conditions
23b | Strategic reserves available at reference point in time under SEVERE conditions
24 | Net weekly peak load for SEVERE conditions (24 = 22-23a) |  |  | 0.3508 | 0.36905 | 0.38838 | 0.40832 | 0.42827 | 0.44757 | 0.46548 | 0.48129 | 0.49431 | 0.50394 | 0.50971 | 0.51132 | 0.50866 | 0.50182 | 0.49109 | 0.47693 | 0.45995 | 0.44088
25 | Remaining capacity for SEVERE conditions (25 = 21-24) |  |  | 0.23596 | 0.21836 | 0.20001 | 0.1807 | 0.16124 | 0.14236 | 0.12431 | 0.10786 | 0.093934 | 0.083216 | 0.076116 | 0.073035 | 0.073883 | 0.079034 | 0.088151 | 0.101 | 0.11699 | 0.13539
C1 | Weekly peak load under SEVERE conditions (unrestricted reference point in time)
C2 | Daily hour of expected weekly peak load (CET for winter, but CEST for last week; CEST for summer)
PART D: ADDITIONAL INFORMATION FOR INTERCONNECTORS (at synchronous peak)
31 | Simultaneous importable capacity |  | From | 0.2 | 0.2 | 0.2 | 0.2 | 0.2 | 0.2 | 0.2 | 0.2 | 0.2 | 0.2 | 0.2 | 0.2 | 0.2 | 0.2 | 0.2 | 0.2 | 0.2 | 0.2
32 | Simultaneous exportable capacity |  | To | 0.2 | 0.2 | 0.2 | 0.2 | 0.2 | 0.2 | 0.2 | 0.2 | 0.2 | 0.2 | 0.2 | 0.2 | 0.2 | 0.2 | 0.2 | 0.2 | 0.2 | 0.2
| The off-peak dates are related to Sunday of each week |  |  | 2019-06-02 | 2019-06-09 | 2019-06-16 | 2019-06-23 | 2019-06-30 | 2019-07-07 | 2019-07-14 | 2019-07-21 | 2019-07-28 | 2019-08-04 | 2019-08-11 | 2019-08-18 | 2019-08-25 | 2019-09-01 | 2019-09-08 | 2019-09-15 | 2019-09-22 | 2019-09-29
| WEEK |  |  | 22 | 23 | 24 | 25 | 26 | 27 | 28 | 29 | 30 | 31 | 32 | 33 | 34 | 35 | 36 | 37 | 38 | 39
| Time (CET for winter, but CEST for last week of winter; CEST for summer) |  |  | 5:00 | 5:00 | 5:00 | 5:00 | 5:00 | 5:00 | 5:00 | 5:00 | 5:00 | 5:00 | 5:00 | 5:00 | 5:00 | 5:00 | 5:00 | 5:00 | 5:00 | 5:00
PART E: ADDITIONAL INFORMATION FOR NIGHT MIN DEMAND CONDITIONS
33 | Weekly Minimum Demand (overnight valley minimum) |  |  | 0.189 | 0.21 | 0.2 | 0.22 | 0.24 | 0.21 | 0.23 | 0.24 | 0.24 | 0.24 | 0.25 | 0.27 | 0.25 | 0.22 | 0.23 | 0.25 | 0.25 | 0.25
34 | Must Run Generation (excluding wind/run of river) |  |  | 0 | 0 | 0 | 0 | 0 | 0 | 0 | 0 | 0 | 0 | 0 | 0 | 0 | 0 | 0 | 0 | 0 | 0
35 | Run of river generation (Must Run)
36 | Downward balancing reserves (FCR, FRR)
37 | Pumping Storage Capacity available (Power)
38a | Highest expected onshore wind generation running |  |  | 0 | 0 | 0 | 0 | 0 | 0 | 0 | 0 | 0 | 0 | 0 | 0 | 0 | 0 | 0 | 0 | 0 | 0
38b | Highest expected offshore wind generation running |  |  | 0 | 0 | 0 | 0 | 0 | 0 | 0 | 0 | 0 | 0 | 0 | 0 | 0 | 0 | 0 | 0 | 0 | 0
39 | DOWNWARD REGULATION CAPABILITIES: 39 = (33+37)-(34+35+36+38a+38b)) |  |  | 0.189 | 0.21 | 0.2 | 0.22 | 0.24 | 0.21 | 0.23 | 0.24 | 0.24 | 0.24 | 0.25 | 0.27 | 0.25 | 0.22 | 0.23 | 0.25 | 0.25 | 0.25
PART Ebis: ADDITIONAL INFORMATION FOR INTERCONNECTORS
Transportable capacity at night minimum demand conditions (high wind conditions)
40 | Simultaneous importable capacity |  | From | 0.2 | 0.2 | 0.2 | 0.2 | 0.2 | 0.2 | 0.2 | 0.2 | 0.2 | 0.2 | 0.2 | 0.2 | 0.2 | 0.2 | 0.2 | 0.2 | 0.2 | 0.2
41 | Simultaneous exportable capacity |  | To | 0.2 | 0.2 | 0.2 | 0.2 | 0.2 | 0.2 | 0.2 | 0.2 | 0.2 | 0.2 | 0.2 | 0.2 | 0.2 | 0.2 | 0.2 | 0.2 | 0.2 | 0.2
| Time (CET for winter, but CEST for last week of winter; CEST for summer) |  |  | 11:00 | 11:00 | 11:00 | 11:00 | 11:00 | 11:00 | 11:00 | 11:00 | 11:00 | 11:00 | 11:00 | 11:00 | 11:00 | 11:00 | 11:00 | 11:00 | 11:00 | 11:00
PART F: ADDITIONAL INFORMATION FOR DAYTIME MIN DEMAND CONDITIONS
42 | Weekly Minimum Daytime Demand (Sunday low peak + solar) |  |  | 0.189 | 0.21 | 0.2 | 0.22 | 0.24 | 0.21 | 0.23 | 0.24 | 0.24 | 0.24 | 0.25 | 0.27 | 0.25 | 0.22 | 0.23 | 0.25 | 0.25 | 0.25
43 | Must Run Generation (excluding wind/PV/run of river) |  |  | 0 | 0 | 0 | 0 | 0 | 0 | 0 | 0 | 0 | 0 | 0 | 0 | 0 | 0 | 0 | 0 | 0 | 0
44 | Run of river generation (Must Run)
45 | Downward balancing reserves (FCR, FRR)
46 | Pumping Storage Capacity available (Power)
47a | Highest expected onshore wind generation running |  |  | 0 | 0 | 0 | 0 | 0 | 0 | 0 | 0 | 0 | 0 | 0 | 0 | 0 | 0 | 0 | 0 | 0 | 0
47b | Highest expected offshore wind generation running |  |  | 0 | 0 | 0 | 0 | 0 | 0 | 0 | 0 | 0 | 0 | 0 | 0 | 0 | 0 | 0 | 0 | 0 | 0
48 | Highest expected solar PV running |  |  | 0.058157 | 0.058022 | 0.0578 | 0.057489 | 0.057117 | 0.056787 | 0.056405 | 0.056051 | 0.055851 | 0.05572 | 0.055581 | 0.055567 | 0.055453 | 0.055271 | 0.055005 | 0.054671 | 0.054277 | 0.054103
49 | DOWNWARD REGULATION CAPABILITIES: 49 = (42+46)-(43+44+45+47a+47b+48a+48b) |  |  | 0.13084 | 0.15198 | 0.1422 | 0.16251 | 0.18288 | 0.15321 | 0.1736 | 0.18395 | 0.18415 | 0.18428 | 0.19442 | 0.21443 | 0.19455 | 0.16473 | 0.175 | 0.19533 | 0.19572 | 0.1959
PART Fbis: ADDITIONAL INFORMATION FOR INTERCONNECTORS
Transportable capacity at daytime minimum demand conditions (high wind and high solar conditions)
50 | Simultaneous importable capacity |  | From | 0.2 | 0.2 | 0.2 | 0.2 | 0.2 | 0.2 | 0.2 | 0.2 | 0.2 | 0.2 | 0.2 | 0.2 | 0.2 | 0.2 | 0.2 | 0.2 | 0.2 | 0.2
51 | Simultaneous exportable capacity |  | To | 0.2 | 0.2 | 0.2 | 0.2 | 0.2 | 0.2 | 0.2 | 0.2 | 0.2 | 0.2 | 0.2 | 0.2 | 0.2 | 0.2 | 0.2 | 0.2 | 0.2 | 0.2

## MK
Summer Outlook Report 2019
| Power Data (all entries are assumed to be >0) |  |  | Countrycode: |  | MK | [6 empty] | Heating if temperature below: | 16.778 |  |  |  | Cooling if temperature above: | 21.778
| (Net values in GW, at a synchronous time every week) |  |  | Countryname: |  | Northern Macedonia | [6 empty] | Heating saturation temperature: | -3 |  |  |  | Cooling saturation temperature: | not detected
[13 empty] | Temperature sensitivity in heating [MW/ ͦC] | -21.9116 |  |  |  | Temperature sensitivity in cooling [MW/ ͦC] | 25.4171
| The peak dates are related to Wednesday of each week |  |  | 2019-05-29 | 2019-06-05 | 2019-06-12 | 2019-06-19 | 2019-06-26 | 2019-07-03 | 2019-07-10 | 2019-07-17 | 2019-07-24 | 2019-07-31 | 2019-08-07 | 2019-08-14 | 2019-08-21 | 2019-08-28 | 2019-09-04 | 2019-09-11 | 2019-09-18 | 2019-09-25
| WEEK |  |  | 22 | 23 | 24 | 25 | 26 | 27 | 28 | 29 | 30 | 31 | 32 | 33 | 34 | 35 | 36 | 37 | 38 | 39
| Time (CET for winter, but CEST last week; CEST for summer) |  |  | 19:00 | 19:00 | 19:00 | 19:00 | 19:00 | 19:00 | 19:00 | 19:00 | 19:00 | 19:00 | 19:00 | 19:00 | 19:00 | 19:00 | 19:00 | 19:00 | 19:00 | 19:00
Line | PART A : INDIGENOUS NATIONAL GENERATION | Severe conditions Average Forced Outage Rate | Normal conditions Average Forced Outage Rate
Net generating capacity:
1 | Nuclear Power | 0% | 0% | 0 | 0 | 0 | 0 | 0 | 0 | 0 | 0 | 0 | 0 | 0 | 0 | 0 | 0 | 0 | 0 | 0 | 0
2 | Fossil Fuels |  |  | 1.205 | 1.205 | 1.205 | 1.205 | 1.205 | 1.205 | 1.205 | 1.205 | 1.205 | 1.205 | 1.205 | 1.205 | 1.205 | 1.205 | 1.205 | 1.205 | 1.205 | 1.205
2a | of which Lignite | 5% | 5% | 0.725 | 0.725 | 0.725 | 0.725 | 0.725 | 0.725 | 0.725 | 0.725 | 0.725 | 0.725 | 0.725 | 0.725 | 0.725 | 0.725 | 0.725 | 0.725 | 0.725 | 0.725
2b | of which Hard Coal | 9% | 9% | 0 | 0 | 0 | 0 | 0 | 0 | 0 | 0 | 0 | 0 | 0 | 0 | 0 | 0 | 0 | 0 | 0 | 0
2c | of which Gas | 10% | 10% | 0.29 | 0.29 | 0.29 | 0.29 | 0.29 | 0.29 | 0.29 | 0.29 | 0.29 | 0.29 | 0.29 | 0.29 | 0.29 | 0.29 | 0.29 | 0.29 | 0.29 | 0.29
2d | of which Oil | 3% | 3% | 0.19 | 0.19 | 0.19 | 0.19 | 0.19 | 0.19 | 0.19 | 0.19 | 0.19 | 0.19 | 0.19 | 0.19 | 0.19 | 0.19 | 0.19 | 0.19 | 0.19 | 0.19
2e | of which Oil Shale | 0% | 0% | 0 | 0 | 0 | 0 | 0 | 0 | 0 | 0 | 0 | 0 | 0 | 0 | 0 | 0 | 0 | 0 | 0 | 0
2f | of which Fossil Peat | 8.75% | 8.75% | 0 | 0 | 0 | 0 | 0 | 0 | 0 | 0 | 0 | 0 | 0 | 0 | 0 | 0 | 0 | 0 | 0 | 0
3 | Renewable Energy Sources (other than hydro) |  |  | 0.059 | 0.059 | 0.059 | 0.059 | 0.059 | 0.059 | 0.059 | 0.059 | 0.059 | 0.059 | 0.059 | 0.059 | 0.059 | 0.059 | 0.059 | 0.059 | 0.059 | 0.059
3a | of which onshore wind | 0% | 0% | 0.035 | 0.035 | 0.035 | 0.035 | 0.035 | 0.035 | 0.035 | 0.035 | 0.035 | 0.035 | 0.035 | 0.035 | 0.035 | 0.035 | 0.035 | 0.035 | 0.035 | 0.035
3b | of which offshore wind | 0% | 0% | 0 | 0 | 0 | 0 | 0 | 0 | 0 | 0 | 0 | 0 | 0 | 0 | 0 | 0 | 0 | 0 | 0 | 0
3c | of which Solar (PV) | 0% | 0% | 0.017 | 0.017 | 0.017 | 0.017 | 0.017 | 0.017 | 0.017 | 0.017 | 0.017 | 0.017 | 0.017 | 0.017 | 0.017 | 0.017 | 0.017 | 0.017 | 0.017 | 0.017
3d | of which Biomass | 0% | 0% | 0.007 | 0.007 | 0.007 | 0.007 | 0.007 | 0.007 | 0.007 | 0.007 | 0.007 | 0.007 | 0.007 | 0.007 | 0.007 | 0.007 | 0.007 | 0.007 | 0.007 | 0.007
3e | of which other RES (e.g. tidal, wave, geothermal, RES waste, CSP) | 0% | 0% | 0 | 0 | 0 | 0 | 0 | 0 | 0 | 0 | 0 | 0 | 0 | 0 | 0 | 0 | 0 | 0 | 0 | 0
4a | Hydro Run of River and Reservoir | 0% | 0% | 0.721 | 0.721 | 0.721 | 0.721 | 0.721 | 0.721 | 0.721 | 0.721 | 0.721 | 0.721 | 0.721 | 0.721 | 0.721 | 0.721 | 0.721 | 0.721 | 0.721 | 0.721
4b | Hydro pumping | 0% | 0% | 0 | 0 | 0 | 0 | 0 | 0 | 0 | 0 | 0 | 0 | 0 | 0 | 0 | 0 | 0 | 0 | 0 | 0
5 | Other non-RES (e.g. CHP non-renewable, waste non-renewable) | 0% | 0% | 0 | 0 | 0 | 0 | 0 | 0 | 0 | 0 | 0 | 0 | 0 | 0 | 0 | 0 | 0 | 0 | 0 | 0
6 | Total Net generating capacity (6 = 1+2+3+4a+4b+5) |  |  | 1.985 | 1.985 | 1.985 | 1.985 | 1.985 | 1.985 | 1.985 | 1.985 | 1.985 | 1.985 | 1.985 | 1.985 | 1.985 | 1.985 | 1.985 | 1.985 | 1.985 | 1.985
7 | Maintenance & Overhauls (planned outages) |  |  | 0.395 | 0.395 | 0.395 | 0.395 | 0.395 | 0.395 | 0.395 | 0.395 | 0.395 | 0.395 | 0.395 | 0.395 | 0.395 | 0.395 | 0.395 | 0.395 | 0.395 | 0.395
7a | Nuclear Power |  |  | 0 | 0 | 0 | 0 | 0 | 0 | 0 | 0 | 0 | 0 | 0 | 0 | 0 | 0 | 0 | 0 | 0 | 0
7b | Lignite |  |  | 0.205 | 0.205 | 0.205 | 0.205 | 0.205 | 0.205 | 0.205 | 0.205 | 0.205 | 0.205 | 0.205 | 0.205 | 0.205 | 0.205 | 0.205 | 0.205 | 0.205 | 0.205
7c | Hard Coal |  |  | 0 | 0 | 0 | 0 | 0 | 0 | 0 | 0 | 0 | 0 | 0 | 0 | 0 | 0 | 0 | 0 | 0 | 0
7d | Gas |  |  | 0 | 0 | 0 | 0 | 0 | 0 | 0 | 0 | 0 | 0 | 0 | 0 | 0 | 0 | 0 | 0 | 0 | 0
7e | Oil |  |  | 0.19 | 0.19 | 0.19 | 0.19 | 0.19 | 0.19 | 0.19 | 0.19 | 0.19 | 0.19 | 0.19 | 0.19 | 0.19 | 0.19 | 0.19 | 0.19 | 0.19 | 0.19
7f | Oil Shale |  |  | 0 | 0 | 0 | 0 | 0 | 0 | 0 | 0 | 0 | 0 | 0 | 0 | 0 | 0 | 0 | 0 | 0 | 0
7g | Fossil Peat |  |  | 0 | 0 | 0 | 0 | 0 | 0 | 0 | 0 | 0 | 0 | 0 | 0 | 0 | 0 | 0 | 0 | 0 | 0
7h | Onshore Wind |  |  | 0 | 0 | 0 | 0 | 0 | 0 | 0 | 0 | 0 | 0 | 0 | 0 | 0 | 0 | 0 | 0 | 0 | 0
7i | Offshore Wind |  |  | 0 | 0 | 0 | 0 | 0 | 0 | 0 | 0 | 0 | 0 | 0 | 0 | 0 | 0 | 0 | 0 | 0 | 0
7j | Solar (PV) |  |  | 0 | 0 | 0 | 0 | 0 | 0 | 0 | 0 | 0 | 0 | 0 | 0 | 0 | 0 | 0 | 0 | 0 | 0
7k | Biomass |  |  | 0 | 0 | 0 | 0 | 0 | 0 | 0 | 0 | 0 | 0 | 0 | 0 | 0 | 0 | 0 | 0 | 0 | 0
7l | other RES (apart from hydro, including tidal, wave, geothermal, waste renewable, CSP,…) |  |  | 0 | 0 | 0 | 0 | 0 | 0 | 0 | 0 | 0 | 0 | 0 | 0 | 0 | 0 | 0 | 0 | 0 | 0
7m | Hydro Run of River and Reservoir |  |  | 0 | 0 | 0 | 0 | 0 | 0 | 0 | 0 | 0 | 0 | 0 | 0 | 0 | 0 | 0 | 0 | 0 | 0
7n | Hydro pumping |  |  | 0 | 0 | 0 | 0 | 0 | 0 | 0 | 0 | 0 | 0 | 0 | 0 | 0 | 0 | 0 | 0 | 0 | 0
7o | Other non-RES (incl. not clearly identifiable energy sources) |  |  | 0 | 0 | 0 | 0 | 0 | 0 | 0 | 0 | 0 | 0 | 0 | 0 | 0 | 0 | 0 | 0 | 0 | 0
PART B : DATA FOR NORMAL CONDITIONS
8 | Non-usable capacity at reference point (all power stations including mothballed, authorization & technical & legal constraints, energy source unavailability etc. ) |  |  | 0.21903 | 0.43525 | 0.43489 | 0.43497 | 0.43469 | 0.61465 | 0.61475 | 0.61469 | 0.6151 | 0.61549 | 0.72418 | 0.72443 | 0.72449 | 0.7246 | 0.79667 | 0.79655 | 0.79652 | 0.79662
8a | of which nuclear
8b | of which Lignite |  |  | 0.17 | 0.17 | 0.17 | 0.17 | 0.17 | 0.17 | 0.17 | 0.17 | 0.17 | 0.17 | 0.17 | 0.17 | 0.17 | 0.17 | 0.17 | 0.17 | 0.17 | 0.17
8c | of which Hard Coal
8d | of which Gas
8e | of which Oil
8f | of which Oil Shale
8g | of which Fossil Peat
8h | of which onshore wind |  |  | 0.033238 | 0.033227 | 0.032944 | 0.033076 | 0.032832 | 0.032556 | 0.032653 | 0.032558 | 0.032884 | 0.033165 | 0.033573 | 0.033666 | 0.033532 | 0.033439 | 0.033216 | 0.032944 | 0.032808 | 0.032849
8i | of which offshore wind |  |  | 0 | 0 | 0 | 0 | 0 | 0 | 0 | 0 | 0 | 0 | 0 | 0 | 0 | 0 | 0 | 0 | 0 | 0
8j | of which Solar |  |  | 0.015797 | 0.015721 | 0.01565 | 0.015593 | 0.015555 | 0.015539 | 0.01555 | 0.015586 | 0.015666 | 0.015772 | 0.015906 | 0.016066 | 0.016255 | 0.016464 | 0.016654 | 0.016806 | 0.01691 | 0.016974
8k | of which Biomass
8l | of which other RES (apart from hydro)
8m | Hydro Run of River and Reservoir |  |  |  | 0.2163 | 0.2163 | 0.2163 | 0.2163 | 0.39655 | 0.39655 | 0.39655 | 0.39655 | 0.39655 | 0.5047 | 0.5047 | 0.5047 | 0.5047 | 0.5768 | 0.5768 | 0.5768 | 0.5768
8n | Hydro pumping
8o | of which other non-RES (incl. not clearly identifiable energy sources)
9 | Available capacity (9 = 6 - (7 + 8)) |  |  | 1.371 | 1.1548 | 1.1551 | 1.155 | 1.1553 | 0.97535 | 0.97525 | 0.97531 | 0.9749 | 0.97451 | 0.86582 | 0.86557 | 0.86551 | 0.8654 | 0.79333 | 0.79345 | 0.79348 | 0.79338
10 | Outages: average expected value (all power stations) |  |  | 0.0465 | 0.0465 | 0.0465 | 0.0465 | 0.0465 | 0.0465 | 0.0465 | 0.0465 | 0.0465 | 0.0465 | 0.0465 | 0.0465 | 0.0465 | 0.0465 | 0.0465 | 0.0465 | 0.0465 | 0.0465
11 | System services reserve (one hour ahead of real time) |  |  | 0.2 | 0.2 | 0.2 | 0.2 | 0.2 | 0.2 | 0.2 | 0.2 | 0.2 | 0.2 | 0.2 | 0.2 | 0.2 | 0.2 | 0.2 | 0.2 | 0.2 | 0.2
12 | Reliably available capacity (12 = 9 - (10 + 11)) |  |  | 1.1245 | 0.90825 | 0.90861 | 0.90853 | 0.90881 | 0.72885 | 0.72875 | 0.72881 | 0.7284 | 0.72801 | 0.61932 | 0.61907 | 0.61901 | 0.6189 | 0.54683 | 0.54695 | 0.54698 | 0.54688
13 | Demand at reference point in time |  |  | 0.67149 | 0.6828 | 0.74867 | 0.75349 | 0.77878 | 0.79838 | 0.75749 | 0.84461 | 0.81325 | 0.74366 | 0.81526 | 0.73641 | 0.71832 | 0.68265 | 0.73441 | 0.72441 | 0.78885 | 0.823
13b | Population average daily (24h) temperature (degrees Celsius) |  |  | 19.7226 | 20.6323 | 21.4539 | 22.176 | 22.7879 | 23.2802 | 23.6445 | 23.8736 | 23.9617 | 23.9046 | 23.6996 | 23.3458 | 22.8441 | 22.1975 | 21.4108 | 20.4912 | 19.4481 | 18.2934
14a | Load reduction / demand side response available at reference point in time
14b | Strategic reserves available at reference point in time
15 | Net weekly load at reference point in time (15 = 13-14a) |  |  | 0.67149 | 0.6828 | 0.74867 | 0.75349 | 0.77878 | 0.79838 | 0.75749 | 0.84461 | 0.81325 | 0.74366 | 0.81526 | 0.73641 | 0.71832 | 0.68265 | 0.73441 | 0.72441 | 0.78885 | 0.823
16 | Remaining capacity at reference point in time (16 = 12- 15) |  |  | 0.45297 | 0.22545 | 0.15993 | 0.15504 | 0.13003 | -0.069525 | -0.028744 | -0.11581 | -0.08485 | -0.01565 | -0.19594 | -0.11735 | -0.099304 | -0.063748 | -0.18758 | -0.17746 | -0.24187 | -0.27612
B1 | Weekly peak load (unrestricted reference point in time) |  |  | 0.78122 | 0.85459 | 0.87646 | 0.86939 | 0.8342 | 0.8698 | 0.88452 | 0.88619 | 0.89554 | 0.9 | 0.90039 | 0.8898 | 0.8981 | 0.90195 | 0.82736 | 0.87393 | 0.88124 | 1.0007
B2 | Daily hour of expected weekly peak load (CET for winter, but CEST for last week; CEST for summer) |  |  | 15:00 | 15:00 | 15:00 | 18:00 | 15:00 | 18:00 | 18:00 | 18:00 | 15:00 | 15:00 | 15:00 | 15:00 | 15:00 | 15:00 | 22:00 | 21:00 | 20:00 | 21:00
.
PART C : DATA FOR SEVERE CONDITIONS
17 | Non-usable capacity at reference point (all power stations including mothballed, authorization & technical & legal constraints, energy source unavailability etc. ) |  |  | 0.22109 | 0.43729 | 0.43719 | 0.43714 | 0.43708 | 0.68939 | 0.6894 | 0.68946 | 0.68957 | 0.6897 | 0.76198 | 0.76218 | 0.76238 | 0.76254 | 0.8708 | 0.87087 | 0.8709 | 0.7988
17a | of which nuclear
17b | of which Lignite |  |  | 0.17 | 0.17 | 0.17 | 0.17 | 0.17 | 0.17 | 0.17 | 0.17 | 0.17 | 0.17 | 0.17 | 0.17 | 0.17 | 0.17 | 0.17 | 0.17 | 0.17 | 0.17
17c | of which Hard Coal
17d | of which Gas
17e | of which Oil
17f | of which Oil Shale
17g | of which Fossil Peat
17h | of which onshore wind |  |  | 0.035 | 0.035 | 0.035 | 0.035 | 0.035 | 0.035 | 0.035 | 0.035 | 0.035 | 0.035 | 0.035 | 0.035 | 0.035 | 0.035 | 0.035 | 0.035 | 0.035 | 0.035
17i | of which offshore wind |  |  | 0 | 0 | 0 | 0 | 0 | 0 | 0 | 0 | 0 | 0 | 0 | 0 | 0 | 0 | 0 | 0 | 0 | 0
17j | of which Solar |  |  | 0.016093 | 0.01599 | 0.015894 | 0.015838 | 0.01578 | 0.015739 | 0.015749 | 0.015813 | 0.015917 | 0.01605 | 0.016234 | 0.016427 | 0.016625 | 0.016788 | 0.016896 | 0.016966 | 0.016996 | 0.017
17k | of which Biomass
17l | of which other RES (apart from hydro)
17m | Hydro Run of River and Reservoir |  |  |  | 0.2163 | 0.2163 | 0.2163 | 0.2163 | 0.46865 | 0.46865 | 0.46865 | 0.46865 | 0.46865 | 0.54075 | 0.54075 | 0.54075 | 0.54075 | 0.6489 | 0.6489 | 0.6489 | 0.5768
17n | Hydro pumping
17o | of which other non-RES (incl. not clearly identifiable energy sources)
18 | Available capacity (18 = 6 - (7 + 17)) |  |  | 1.3689 | 1.1527 | 1.1528 | 1.1529 | 1.1529 | 0.90061 | 0.9006 | 0.90054 | 0.90043 | 0.9003 | 0.82802 | 0.82782 | 0.82762 | 0.82746 | 0.7192 | 0.71913 | 0.7191 | 0.7912
19 | Outages: average expected value (all power stations) under SEVERE conditions |  |  | 0.0465 | 0.0465 | 0.0465 | 0.0465 | 0.0465 | 0.0465 | 0.0465 | 0.0465 | 0.0465 | 0.0465 | 0.0465 | 0.0465 | 0.0465 | 0.0465 | 0.0465 | 0.0465 | 0.0465 | 0.0465
20 | System services reserve (one hour ahead of real time) under SEVERE conditions |  |  | 0.2 | 0.2 | 0.2 | 0.2 | 0.2 | 0.2 | 0.2 | 0.2 | 0.2 | 0.2 | 0.2 | 0.2 | 0.2 | 0.2 | 0.2 | 0.2 | 0.2 | 0.2
21 | Reliably available capacity under SEVERE conditions (21 = 18 - (19 + 20)) |  |  | 1.1224 | 0.90621 | 0.90631 | 0.90636 | 0.90642 | 0.65411 | 0.6541 | 0.65404 | 0.65393 | 0.6538 | 0.58152 | 0.58132 | 0.58112 | 0.58096 | 0.4727 | 0.47263 | 0.4726 | 0.5447
22 | Demand at reference point in time under SEVERE conditions (one in 20 year) |  |  | 0.68422 | 0.69576 | 0.76301 | 0.76799 | 0.79341 | 0.81355 | 0.77197 | 0.86092 | 0.82893 | 0.75793 | 0.83098 | 0.75069 | 0.73224 | 0.69576 | 0.74863 | 0.73849 | 0.8042 | 0.83905
23a | Load reduction / demand side response available at reference point in time under SEVERE conditions
23b | Strategic reserves available at reference point in time under SEVERE conditions
24 | Net weekly peak load for SEVERE conditions (24 = 22-23a) |  |  | 0.68422 | 0.69576 | 0.76301 | 0.76799 | 0.79341 | 0.81355 | 0.77197 | 0.86092 | 0.82893 | 0.75793 | 0.83098 | 0.75069 | 0.73224 | 0.69576 | 0.74863 | 0.73849 | 0.8042 | 0.83905
25 | Remaining capacity for SEVERE conditions (25 = 21-24) |  |  | 0.43819 | 0.21045 | 0.1433 | 0.13837 | 0.11301 | -0.15944 | -0.11787 | -0.20689 | -0.175 | -0.10413 | -0.24947 | -0.16936 | -0.15111 | -0.1148 | -0.27593 | -0.26585 | -0.3316 | -0.29435
C1 | Weekly peak load under SEVERE conditions (unrestricted reference point in time) |  |  | 0.79595 | 0.87083 | 0.89319 | 0.88606 | 0.84999 | 0.88637 | 0.90152 | 0.90333 | 0.9127 | 0.91722 | 0.91761 | 0.90703 | 0.91534 | 0.91978 | 0.84349 | 0.89096 | 0.89842 | 1.0203
C2 | Daily hour of expected weekly peak load (CET for winter, but CEST for last week; CEST for summer) |  |  | 15:00 | 15:00 | 15:00 | 18:00 | 15:00 | 18:00 | 18:00 | 18:00 | 15:00 | 15:00 | 15:00 | 15:00 | 15:00 | 15:00 | 22:00 | 21:00 | 20:00 | 21:00
PART D: ADDITIONAL INFORMATION FOR INTERCONNECTORS (at synchronous peak)
31 | Simultaneous importable capacity |  | From | 1.2 | 1.2 | 1.2 | 1.2 | 1.2 | 1.2 | 1.2 | 1.2 | 1.2 | 1.2 | 1.2 | 1.2 | 1.2 | 1.2 | 1.2 | 1.2 | 1.2 | 1.2
32 | Simultaneous exportable capacity |  | To | 0.75 | 0.75 | 0.75 | 0.75 | 0.75 | 0.75 | 0.75 | 0.75 | 0.75 | 0.75 | 0.75 | 0.75 | 0.75 | 0.75 | 0.75 | 0.75 | 0.75 | 0.75
| The off-peak dates are related to Sunday of each week |  |  | 2019-06-02 | 2019-06-09 | 2019-06-16 | 2019-06-23 | 2019-06-30 | 2019-07-07 | 2019-07-14 | 2019-07-21 | 2019-07-28 | 2019-08-04 | 2019-08-11 | 2019-08-18 | 2019-08-25 | 2019-09-01 | 2019-09-08 | 2019-09-15 | 2019-09-22 | 2019-09-29
| WEEK |  |  | 22 | 23 | 24 | 25 | 26 | 27 | 28 | 29 | 30 | 31 | 32 | 33 | 34 | 35 | 36 | 37 | 38 | 39
| Time (CET for winter, but CEST for last week of winter; CEST for summer) |  |  | 5:00 | 5:00 | 5:00 | 5:00 | 5:00 | 5:00 | 5:00 | 5:00 | 5:00 | 5:00 | 5:00 | 5:00 | 5:00 | 5:00 | 5:00 | 5:00 | 5:00 | 5:00
PART E: ADDITIONAL INFORMATION FOR NIGHT MIN DEMAND CONDITIONS
33 | Weekly Minimum Demand (overnight valley minimum) |  |  | 0.46216 | 0.45798 | 0.4938 | 0.57256 | 0.57893 | 0.53182 | 0.52134 | 0.60005 | 0.59286 | 0.5157 | 0.60628 | 0.50986 | 0.50039 | 0.51534 | 0.51911 | 0.50764 | 0.55236 | 0.53887
34 | Must Run Generation (excluding wind/run of river) |  |  | 0.41 | 0.41 | 0.41 | 0.41 | 0.41 | 0.41 | 0.41 | 0.41 | 0.41 | 0.41 | 0.41 | 0.41 | 0.41 | 0.41 | 0.41 | 0.41 | 0.41 | 0.41
35 | Run of river generation (Must Run)
36 | Downward balancing reserves (FCR, FRR)
37 | Pumping Storage Capacity available (Power)
38a | Highest expected onshore wind generation running |  |  | 0.03316 | 0.03316 | 0.033163 | 0.033164 | 0.033164 | 0.033165 | 0.03316 | 0.033164 | 0.033161 | 0.03316 | 0.032979 | 0.033075 | 0.03316 | 0.032863 | 0.03316 | 0.033095 | 0.032658 | 0.033161
38b | Highest expected offshore wind generation running |  |  | 0 | 0 | 0 | 0 | 0 | 0 | 0 | 0 | 0 | 0 | 0 | 0 | 0 | 0 | 0 | 0 | 0 | 0
39 | DOWNWARD REGULATION CAPABILITIES: 39 = (33+37)-(34+35+36+38a+38b)) |  |  | 0.019004 | 0.01482 | 0.050632 | 0.1294 | 0.13576 | 0.088657 | 0.078181 | 0.15688 | 0.1497 | 0.072544 | 0.1633 | 0.066785 | 0.057226 | 0.072473 | 0.075945 | 0.064542 | 0.1097 | 0.095711
PART Ebis: ADDITIONAL INFORMATION FOR INTERCONNECTORS
Transportable capacity at night minimum demand conditions (high wind conditions)
40 | Simultaneous importable capacity |  | From | 1.2 | 1.2 | 1.2 | 1.2 | 1.2 | 1.2 | 1.2 | 1.2 | 1.2 | 1.2 | 1.2 | 1.2 | 1.2 | 1.2 | 1.2 | 1.2 | 1.2 | 1.2
41 | Simultaneous exportable capacity |  | To | 0.75 | 0.75 | 0.75 | 0.75 | 0.75 | 0.75 | 0.75 | 0.75 | 0.75 | 0.75 | 0.75 | 0.75 | 0.75 | 0.75 | 0.75 | 0.75 | 0.75 | 0.75
| Time (CET for winter, but CEST for last week of winter; CEST for summer) |  |  | 11:00 | 11:00 | 11:00 | 11:00 | 11:00 | 11:00 | 11:00 | 11:00 | 11:00 | 11:00 | 11:00 | 11:00 | 11:00 | 11:00 | 11:00 | 11:00 | 11:00 | 11:00
PART F: ADDITIONAL INFORMATION FOR DAYTIME MIN DEMAND CONDITIONS
42 | Weekly Minimum Daytime Demand (Sunday low peak + solar) |  |  | 0.67251 | 0.66519 | 0.71766 | 0.63462 | 0.63406 | 0.59774 | 0.59271 | 0.64215 | 0.63909 | 0.79454 | 0.49618 | 0.78734 | 0.769 | 0.68982 | 0.74375 | 0.73002 | 0.78283 | 0.76479
43 | Must Run Generation (excluding wind/PV/run of river) |  |  | 0.6263 | 0.6263 | 0.6263 | 0.6263 | 0.6263 | 0.6263 | 0.6263 | 0.6263 | 0.6263 | 0.6263 | 0.6263 | 0.6263 | 0.6263 | 0.6263 | 0.6263 | 0.6263 | 0.6263 | 0.6263
44 | Run of river generation (Must Run)
45 | Downward balancing reserves (FCR, FRR)
46 | Pumping Storage Capacity available (Power)
47a | Highest expected onshore wind generation running |  |  | 0.032491 | 0.032883 | 0.033161 | 0.033163 | 0.03306 | 0.033063 | 0.032364 | 0.032537 | 0.03242 | 0.032017 | 0.031365 | 0.031777 | 0.032462 | 0.031909 | 0.032866 | 0.032485 | 0.031928 | 0.032477
47b | Highest expected offshore wind generation running |  |  | 0 | 0 | 0 | 0 | 0 | 0 | 0 | 0 | 0 | 0 | 0 | 0 | 0 | 0 | 0 | 0 | 0 | 0
48 | Highest expected solar PV running |  |  | 0.010026 | 0.0099935 | 0.0099471 | 0.009902 | 0.0098586 | 0.0097904 | 0.0097317 | 0.009683 | 0.0096414 | 0.0095942 | 0.0095422 | 0.0095103 | 0.0094817 | 0.009428 | 0.0093827 | 0.0093351 | 0.0092363 | 0.009152
49 | DOWNWARD REGULATION CAPABILITIES: 49 = (42+46)-(43+44+45+47a+47b+48a+48b) |  |  | 0.0036968 | -0.0039818 | 0.048249 | -0.034747 | -0.035155 | -0.071418 | -0.075687 | -0.02637 | -0.029267 | 0.12663 | -0.17103 | 0.11975 | 0.10076 | 0.022188 | 0.075202 | 0.061905 | 0.11537 | 0.096858
PART Fbis: ADDITIONAL INFORMATION FOR INTERCONNECTORS
Transportable capacity at daytime minimum demand conditions (high wind and high solar conditions)
50 | Simultaneous importable capacity |  | From | 1.2 | 1.2 | 1.2 | 1.2 | 1.2 | 1.2 | 1.2 | 1.2 | 1.2 | 1.2 | 1.2 | 1.2 | 1.2 | 1.2 | 1.2 | 1.2 | 1.2 | 1.2
51 | Simultaneous exportable capacity |  | To | 0.75 | 0.75 | 0.75 | 0.75 | 0.75 | 0.75 | 0.75 | 0.75 | 0.75 | 0.75 | 0.75 | 0.75 | 0.75 | 0.75 | 0.75 | 0.75 | 0.75 | 0.75

## ME
Summer Outlook Report 2019
| Power Data (all entries are assumed to be >0) |  |  | Countrycode: |  | ME | [6 empty] | Heating if temperature below: | 17.3915 |  |  |  | Cooling if temperature above: | 22.3915
| (Net values in GW, at a synchronous time every week) |  |  | Countryname: |  | Montenegro | [6 empty] | Heating saturation temperature: | -1 |  |  |  | Cooling saturation temperature: | not detected
[13 empty] | Temperature sensitivity in heating [MW/ ͦC] | -11.0805 |  |  |  | Temperature sensitivity in cooling [MW/ ͦC] | 22.0304
| The peak dates are related to Wednesday of each week |  |  | 2019-05-29 | 2019-06-05 | 2019-06-12 | 2019-06-19 | 2019-06-26 | 2019-07-03 | 2019-07-10 | 2019-07-17 | 2019-07-24 | 2019-07-31 | 2019-08-07 | 2019-08-14 | 2019-08-21 | 2019-08-28 | 2019-09-04 | 2019-09-11 | 2019-09-18 | 2019-09-25
| WEEK |  |  | 22 | 23 | 24 | 25 | 26 | 27 | 28 | 29 | 30 | 31 | 32 | 33 | 34 | 35 | 36 | 37 | 38 | 39
| Time (CET for winter, but CEST last week; CEST for summer) |  |  | 19:00 | 19:00 | 19:00 | 19:00 | 19:00 | 19:00 | 19:00 | 19:00 | 19:00 | 19:00 | 19:00 | 19:00 | 19:00 | 19:00 | 19:00 | 19:00 | 19:00 | 19:00
Line | PART A : INDIGENOUS NATIONAL GENERATION | Severe conditions Average Forced Outage Rate | Normal conditions Average Forced Outage Rate
Net generating capacity:
1 | Nuclear Power | 5% | 5% | 0 | 0 | 0 | 0 | 0 | 0 | 0 | 0 | 0 | 0 | 0 | 0 | 0 | 0 | 0 | 0 | 0 | 0
2 | Fossil Fuels |  |  | 0.205 | 0.205 | 0.205 | 0.205 | 0.205 | 0.205 | 0.205 | 0.205 | 0.205 | 0.205 | 0.205 | 0.205 | 0.205 | 0.205 | 0.205 | 0.205 | 0.205 | 0.205
2a | of which Lignite | 9% | 9% | 0.205 | 0.205 | 0.205 | 0.205 | 0.205 | 0.205 | 0.205 | 0.205 | 0.205 | 0.205 | 0.205 | 0.205 | 0.205 | 0.205 | 0.205 | 0.205 | 0.205 | 0.205
2b | of which Hard Coal | 9% | 9% | 0 | 0 | 0 | 0 | 0 | 0 | 0 | 0 | 0 | 0 | 0 | 0 | 0 | 0 | 0 | 0 | 0 | 0
2c | of which Gas | 7% | 7% | 0 | 0 | 0 | 0 | 0 | 0 | 0 | 0 | 0 | 0 | 0 | 0 | 0 | 0 | 0 | 0 | 0 | 0
2d | of which Oil | 9% | 9% | 0 | 0 | 0 | 0 | 0 | 0 | 0 | 0 | 0 | 0 | 0 | 0 | 0 | 0 | 0 | 0 | 0 | 0
2e | of which Oil Shale | 8.75% | 8.75% | 0 | 0 | 0 | 0 | 0 | 0 | 0 | 0 | 0 | 0 | 0 | 0 | 0 | 0 | 0 | 0 | 0 | 0
2f | of which Fossil Peat | 8.75% | 8.75% | 0 | 0 | 0 | 0 | 0 | 0 | 0 | 0 | 0 | 0 | 0 | 0 | 0 | 0 | 0 | 0 | 0 | 0
3 | Renewable Energy Sources (other than hydro) |  |  | 0.118 | 0.118 | 0.118 | 0.118 | 0.118 | 0.118 | 0.118 | 0.118 | 0.118 | 0.118 | 0.118 | 0.118 | 0.118 | 0.118 | 0.118 | 0.118 | 0.118 | 0.118
3a | of which onshore wind | 0% | 0% | 0.118 | 0.118 | 0.118 | 0.118 | 0.118 | 0.118 | 0.118 | 0.118 | 0.118 | 0.118 | 0.118 | 0.118 | 0.118 | 0.118 | 0.118 | 0.118 | 0.118 | 0.118
3b | of which offshore wind | 0% | 0% | 0 | 0 | 0 | 0 | 0 | 0 | 0 | 0 | 0 | 0 | 0 | 0 | 0 | 0 | 0 | 0 | 0 | 0
3c | of which Solar (PV) | 0% | 0% | 0 | 0 | 0 | 0 | 0 | 0 | 0 | 0 | 0 | 0 | 0 | 0 | 0 | 0 | 0 | 0 | 0 | 0
3d | of which Biomass | 0% | 0% | 0 | 0 | 0 | 0 | 0 | 0 | 0 | 0 | 0 | 0 | 0 | 0 | 0 | 0 | 0 | 0 | 0 | 0
3e | of which other RES (e.g. tidal, wave, geothermal, RES waste, CSP) | 0% | 0% | 0 | 0 | 0 | 0 | 0 | 0 | 0 | 0 | 0 | 0 | 0 | 0 | 0 | 0 | 0 | 0 | 0 | 0
4a | Hydro Run of River and Reservoir | 0% | 0% | 0.667 | 0.667 | 0.667 | 0.667 | 0.667 | 0.667 | 0.667 | 0.667 | 0.667 | 0.667 | 0.667 | 0.667 | 0.667 | 0.667 | 0.667 | 0.667 | 0.667 | 0.667
4b | Hydro pumping | 0% | 0% | 0 | 0 | 0 | 0 | 0 | 0 | 0 | 0 | 0 | 0 | 0 | 0 | 0 | 0 | 0 | 0 | 0 | 0
5 | Other non-RES (e.g. CHP non-renewable, waste non-renewable) | 0% | 0% | 0 | 0 | 0 | 0 | 0 | 0 | 0 | 0 | 0 | 0 | 0 | 0 | 0 | 0 | 0 | 0 | 0 | 0
6 | Total Net generating capacity (6 = 1+2+3+4a+4b+5) |  |  | 0.99 | 0.99 | 0.99 | 0.99 | 0.99 | 0.99 | 0.99 | 0.99 | 0.99 | 0.99 | 0.99 | 0.99 | 0.99 | 0.99 | 0.99 | 0.99 | 0.99 | 0.99
7 | Maintenance & Overhauls (planned outages) |  |  | 0 | 0 | 0 | 0 | 0 | 0.1 | 0.1 | 0.1 | 0.1 | 0.1 | 0.3 | 0.3 | 0.3 | 0.3 | 0.11 | 0.11 | 0.3 | 0.3
7a | Nuclear Power |  |  | 0 | 0 | 0 | 0 | 0 | 0 | 0 | 0 | 0 | 0 | 0 | 0 | 0 | 0 | 0 | 0 | 0 | 0
7b | Lignite |  |  | 0 | 0 | 0 | 0 | 0 | 0 | 0 | 0 | 0 | 0 | 0 | 0 | 0 | 0 | 0 | 0 | 0 | 0
7c | Hard Coal |  |  | 0 | 0 | 0 | 0 | 0 | 0 | 0 | 0 | 0 | 0 | 0 | 0 | 0 | 0 | 0 | 0 | 0 | 0
7d | Gas |  |  | 0 | 0 | 0 | 0 | 0 | 0 | 0 | 0 | 0 | 0 | 0 | 0 | 0 | 0 | 0 | 0 | 0 | 0
7e | Oil |  |  | 0 | 0 | 0 | 0 | 0 | 0 | 0 | 0 | 0 | 0 | 0 | 0 | 0 | 0 | 0 | 0 | 0 | 0
7f | Oil Shale |  |  | 0 | 0 | 0 | 0 | 0 | 0 | 0 | 0 | 0 | 0 | 0 | 0 | 0 | 0 | 0 | 0 | 0 | 0
7g | Fossil Peat |  |  | 0 | 0 | 0 | 0 | 0 | 0 | 0 | 0 | 0 | 0 | 0 | 0 | 0 | 0 | 0 | 0 | 0 | 0
7h | Onshore Wind |  |  | 0 | 0 | 0 | 0 | 0 | 0 | 0 | 0 | 0 | 0 | 0 | 0 | 0 | 0 | 0 | 0 | 0 | 0
7i | Offshore Wind |  |  | 0 | 0 | 0 | 0 | 0 | 0 | 0 | 0 | 0 | 0 | 0 | 0 | 0 | 0 | 0 | 0 | 0 | 0
7j | Solar (PV) |  |  | 0 | 0 | 0 | 0 | 0 | 0 | 0 | 0 | 0 | 0 | 0 | 0 | 0 | 0 | 0 | 0 | 0 | 0
7k | Biomass |  |  | 0 | 0 | 0 | 0 | 0 | 0 | 0 | 0 | 0 | 0 | 0 | 0 | 0 | 0 | 0 | 0 | 0 | 0
7l | other RES (apart from hydro, including tidal, wave, geothermal, waste renewable, CSP,…) |  |  | 0 | 0 | 0 | 0 | 0 | 0 | 0 | 0 | 0 | 0 | 0 | 0 | 0 | 0 | 0 | 0 | 0 | 0
7m | Hydro Run of River and Reservoir |  |  | 0 | 0 | 0 | 0 | 0 | 0.1 | 0.1 | 0.1 | 0.1 | 0.1 | 0.3 | 0.3 | 0.3 | 0.3 | 0.11 | 0.11 | 0.3 | 0.3
7n | Hydro pumping |  |  | 0 | 0 | 0 | 0 | 0 | 0 | 0 | 0 | 0 | 0 | 0 | 0 | 0 | 0 | 0 | 0 | 0 | 0
7o | Other non-RES (incl. not clearly identifiable energy sources) |  |  | 0 | 0 | 0 | 0 | 0 | 0 | 0 | 0 | 0 | 0 | 0 | 0 | 0 | 0 | 0 | 0 | 0 | 0
PART B : DATA FOR NORMAL CONDITIONS
8 | Non-usable capacity at reference point (all power stations including mothballed, authorization & technical & legal constraints, energy source unavailability etc. ) |  |  | 0.10984 | 0.11047 | 0.11087 | 0.11136 | 0.11183 | 0.11202 | 0.11282 | 0.11324 | 0.11363 | 0.11398 | 0.11404 | 0.11404 | 0.1136 | 0.11291 | 0.11218 | 0.11125 | 0.11071 | 0.11015
8a | of which nuclear
8b | of which Lignite
8c | of which Hard Coal
8d | of which Gas
8e | of which Oil
8f | of which Oil Shale
8g | of which Fossil Peat
8h | of which onshore wind |  |  | 0.10984 | 0.11047 | 0.11087 | 0.11136 | 0.11183 | 0.11202 | 0.11282 | 0.11324 | 0.11363 | 0.11398 | 0.11404 | 0.11404 | 0.1136 | 0.11291 | 0.11218 | 0.11125 | 0.11071 | 0.11015
8i | of which offshore wind |  |  | 0 | 0 | 0 | 0 | 0 | 0 | 0 | 0 | 0 | 0 | 0 | 0 | 0 | 0 | 0 | 0 | 0 | 0
8j | of which Solar |  |  | 0 | 0 | 0 | 0 | 0 | 0 | 0 | 0 | 0 | 0 | 0 | 0 | 0 | 0 | 0 | 0 | 0 | 0
8k | of which Biomass
8l | of which other RES (apart from hydro)
8m | Hydro Run of River and Reservoir
8n | Hydro pumping
8o | of which other non-RES (incl. not clearly identifiable energy sources)
9 | Available capacity (9 = 6 - (7 + 8)) |  |  | 0.88016 | 0.87953 | 0.87913 | 0.87864 | 0.87817 | 0.77798 | 0.77718 | 0.77676 | 0.77637 | 0.77602 | 0.57596 | 0.57596 | 0.5764 | 0.57709 | 0.76782 | 0.76875 | 0.57929 | 0.57985
10 | Outages: average expected value (all power stations) |  |  | 0.01845 | 0.01845 | 0.01845 | 0.01845 | 0.01845 | 0.01845 | 0.01845 | 0.01845 | 0.01845 | 0.01845 | 0.01845 | 0.01845 | 0.01845 | 0.01845 | 0.01845 | 0.01845 | 0.01845 | 0.01845
11 | System services reserve (one hour ahead of real time) |  |  | 0.05 | 0.05 | 0.05 | 0.05 | 0.05 | 0.05 | 0.05 | 0.05 | 0.05 | 0.05 | 0.05 | 0.05 | 0.05 | 0.05 | 0.05 | 0.05 | 0.05 | 0.05
12 | Reliably available capacity (12 = 9 - (10 + 11)) |  |  | 0.81171 | 0.81108 | 0.81068 | 0.81019 | 0.80972 | 0.70953 | 0.70873 | 0.70831 | 0.70792 | 0.70757 | 0.50751 | 0.50751 | 0.50795 | 0.50864 | 0.69937 | 0.7003 | 0.51084 | 0.5114
13 | Demand at reference point in time |  |  | 0.46682 | 0.47246 | 0.48013 | 0.48903 | 0.49826 | 0.50687 | 0.51397 | 0.51881 | 0.52086 | 0.51986 | 0.51586 | 0.50924 | 0.50066 | 0.49103 | 0.48143 | 0.47298 | 0.46676 | 0.46366
13b | Population average daily (24h) temperature (degrees Celsius) |  |  | 21.1452 | 22.0749 | 22.9199 | 23.6677 | 24.3069 | 24.8273 | 25.2203 | 25.4784 | 25.5962 | 25.5697 | 25.3968 | 25.0773 | 24.6132 | 24.0081 | 23.2682 | 22.4014 | 21.4182 | 20.3308
14a | Load reduction / demand side response available at reference point in time
14b | Strategic reserves available at reference point in time
15 | Net weekly load at reference point in time (15 = 13-14a) |  |  | 0.46682 | 0.47246 | 0.48013 | 0.48903 | 0.49826 | 0.50687 | 0.51397 | 0.51881 | 0.52086 | 0.51986 | 0.51586 | 0.50924 | 0.50066 | 0.49103 | 0.48143 | 0.47298 | 0.46676 | 0.46366
16 | Remaining capacity at reference point in time (16 = 12- 15) |  |  | 0.34489 | 0.33862 | 0.33055 | 0.32116 | 0.31146 | 0.20266 | 0.19476 | 0.1895 | 0.18706 | 0.18771 | -0.0083522 | -0.0017276 | 0.0072932 | 0.017603 | 0.21793 | 0.22731 | 0.044082 | 0.047739
B1 | Weekly peak load (unrestricted reference point in time) |  |  | 0.46682 | 0.47246 | 0.48013 | 0.48903 | 0.49826 | 0.50687 | 0.51397 | 0.51881 | 0.52086 | 0.51986 | 0.51586 | 0.50924 | 0.50066 | 0.49103 | 0.48143 | 0.47298 | 0.46676 | 0.46366
B2 | Daily hour of expected weekly peak load (CET for winter, but CEST for last week; CEST for summer)
.
PART C : DATA FOR SEVERE CONDITIONS
17 | Non-usable capacity at reference point (all power stations including mothballed, authorization & technical & legal constraints, energy source unavailability etc. ) |  |  | 0.11767 | 0.11766 | 0.11765 | 0.11769 | 0.1177 | 0.11773 | 0.11773 | 0.11772 | 0.11774 | 0.11774 | 0.11777 | 0.11777 | 0.11771 | 0.11767 | 0.11766 | 0.11762 | 0.11756 | 0.11755
17a | of which nuclear
17b | of which Lignite
17c | of which Hard Coal
17d | of which Gas
17e | of which Oil
17f | of which Oil Shale
17g | of which Fossil Peat
17h | of which onshore wind |  |  | 0.11767 | 0.11766 | 0.11765 | 0.11769 | 0.1177 | 0.11773 | 0.11773 | 0.11772 | 0.11774 | 0.11774 | 0.11777 | 0.11777 | 0.11771 | 0.11767 | 0.11766 | 0.11762 | 0.11756 | 0.11755
17i | of which offshore wind |  |  | 0 | 0 | 0 | 0 | 0 | 0 | 0 | 0 | 0 | 0 | 0 | 0 | 0 | 0 | 0 | 0 | 0 | 0
17j | of which Solar |  |  | 0 | 0 | 0 | 0 | 0 | 0 | 0 | 0 | 0 | 0 | 0 | 0 | 0 | 0 | 0 | 0 | 0 | 0
17k | of which Biomass
17l | of which other RES (apart from hydro)
17m | Hydro Run of River and Reservoir
17n | Hydro pumping
17o | of which other non-RES (incl. not clearly identifiable energy sources)
18 | Available capacity (18 = 6 - (7 + 17)) |  |  | 0.87233 | 0.87234 | 0.87235 | 0.87231 | 0.8723 | 0.77227 | 0.77227 | 0.77228 | 0.77226 | 0.77226 | 0.57223 | 0.57223 | 0.57229 | 0.57233 | 0.76234 | 0.76238 | 0.57244 | 0.57245
19 | Outages: average expected value (all power stations) under SEVERE conditions |  |  | 0.01845 | 0.01845 | 0.01845 | 0.01845 | 0.01845 | 0.01845 | 0.01845 | 0.01845 | 0.01845 | 0.01845 | 0.01845 | 0.01845 | 0.01845 | 0.01845 | 0.01845 | 0.01845 | 0.01845 | 0.01845
20 | System services reserve (one hour ahead of real time) under SEVERE conditions |  |  | 0.05 | 0.05 | 0.05 | 0.05 | 0.05 | 0.05 | 0.05 | 0.05 | 0.05 | 0.05 | 0.05 | 0.05 | 0.05 | 0.05 | 0.05 | 0.05 | 0.05 | 0.05
21 | Reliably available capacity under SEVERE conditions (21 = 18 - (19 + 20)) |  |  | 0.80388 | 0.80389 | 0.8039 | 0.80386 | 0.80385 | 0.70382 | 0.70382 | 0.70383 | 0.70381 | 0.70381 | 0.50378 | 0.50378 | 0.50384 | 0.50388 | 0.69389 | 0.69393 | 0.50399 | 0.504
22 | Demand at reference point in time under SEVERE conditions (one in 20 year) |  |  | 0.5223 | 0.54828 | 0.57443 | 0.59966 | 0.62279 | 0.64265 | 0.65813 | 0.66833 | 0.67256 | 0.6705 | 0.66214 | 0.64789 | 0.62847 | 0.60489 | 0.57838 | 0.55029 | 0.52193 | 0.49451
23a | Load reduction / demand side response available at reference point in time under SEVERE conditions |  |  | 0.03 | 0.03 | 0.03 | 0.03 | 0.03 | 0.03 | 0.03 | 0.03 | 0.03 | 0.03 | 0.03 | 0.03 | 0.03 | 0.03 | 0.03 | 0.03 | 0.03 | 0.03
23b | Strategic reserves available at reference point in time under SEVERE conditions
24 | Net weekly peak load for SEVERE conditions (24 = 22-23a) |  |  | 0.4923 | 0.51828 | 0.54443 | 0.56966 | 0.59279 | 0.61265 | 0.62813 | 0.63833 | 0.64256 | 0.6405 | 0.63214 | 0.61789 | 0.59847 | 0.57489 | 0.54838 | 0.52029 | 0.49193 | 0.46451
25 | Remaining capacity for SEVERE conditions (25 = 21-24) |  |  | 0.31159 | 0.28561 | 0.25947 | 0.23421 | 0.21106 | 0.091172 | 0.075684 | 0.065502 | 0.061245 | 0.06331 | -0.12837 | -0.11412 | -0.09463 | -0.071011 | 0.14551 | 0.17364 | 0.01206 | 0.039484
C1 | Weekly peak load under SEVERE conditions (unrestricted reference point in time) |  |  | 0.5223 | 0.54828 | 0.57443 | 0.59966 | 0.62279 | 0.64265 | 0.65813 | 0.66833 | 0.67256 | 0.6705 | 0.66214 | 0.64789 | 0.62847 | 0.60489 | 0.57838 | 0.55029 | 0.52193 | 0.49451
C2 | Daily hour of expected weekly peak load (CET for winter, but CEST for last week; CEST for summer)
PART D: ADDITIONAL INFORMATION FOR INTERCONNECTORS (at synchronous peak)
31 | Simultaneous importable capacity |  | From | 1.6 | 1.6 | 1.6 | 1.6 | 1.6 | 1.5 | 1.5 | 1.5 | 1.5 | 1.6 | 1.6 | 1.6 | 1.6 | 1.6 | 1.6 | 1.6 | 1.4 | 1.4
32 | Simultaneous exportable capacity |  | To | 1.5 | 1.5 | 1.5 | 1.5 | 1.5 | 1.3 | 1.3 | 1.4 | 1.4 | 1.5 | 1.5 | 1.5 | 1.5 | 1.5 | 1.5 | 1.45 | 1.35 | 1.4
| The off-peak dates are related to Sunday of each week |  |  | 2019-06-02 | 2019-06-09 | 2019-06-16 | 2019-06-23 | 2019-06-30 | 2019-07-07 | 2019-07-14 | 2019-07-21 | 2019-07-28 | 2019-08-04 | 2019-08-11 | 2019-08-18 | 2019-08-25 | 2019-09-01 | 2019-09-08 | 2019-09-15 | 2019-09-22 | 2019-09-29
| WEEK |  |  | 22 | 23 | 24 | 25 | 26 | 27 | 28 | 29 | 30 | 31 | 32 | 33 | 34 | 35 | 36 | 37 | 38 | 39
| Time (CET for winter, but CEST for last week of winter; CEST for summer) |  |  | 5:00 | 5:00 | 5:00 | 5:00 | 5:00 | 5:00 | 5:00 | 5:00 | 5:00 | 5:00 | 5:00 | 5:00 | 5:00 | 5:00 | 5:00 | 5:00 | 5:00 | 5:00
PART E: ADDITIONAL INFORMATION FOR NIGHT MIN DEMAND CONDITIONS
33 | Weekly Minimum Demand (overnight valley minimum) |  |  | 0.243 | 0.263 | 0.285 | 0.256 | 0.279 | 0.287 | 0.291 | 0.261 | 0.259 | 0.263 | 0.225 | 0.236 | 0.231 | 0.227
34 | Must Run Generation (excluding wind/run of river) |  |  | 0.15 | 0.16 | 0.16 | 0.16 | 0.16 | 0.16 | 0.16 | 0.16 | 0.16 | 0.16 | 0.16 | 0.16 | 0.16 | 0.16
35 | Run of river generation (Must Run) |  |  | 0 | 0 | 0 | 0 | 0 | 0 | 0 | 0 | 0 | 0 | 0 | 0 | 0 | 0
36 | Downward balancing reserves (FCR, FRR) |  |  | 0.02 | 0.02 | 0.02 | 0.02 | 0.02 | 0.02 | 0.02 | 0.02 | 0.02 | 0.02 | 0.02 | 0.02 | 0.02 | 0.02
37 | Pumping Storage Capacity available (Power)
38a | Highest expected onshore wind generation running |  |  | 0.05502 | 0.053047 | 0.053436 | 0.052352 | 0.052068 | 0.053066 | 0.051371 | 0.051849 | 0.05201 | 0.048448 | 0.047891 | 0.048488 | 0.04991 | 0.051691 | 0.054481 | 0.056727 | 0.06038 | 0.062518
38b | Highest expected offshore wind generation running |  |  | 0 | 0 | 0 | 0 | 0 | 0 | 0 | 0 | 0 | 0 | 0 | 0 | 0 | 0 | 0 | 0 | 0 | 0
39 | DOWNWARD REGULATION CAPABILITIES: 39 = (33+37)-(34+35+36+38a+38b)) |  |  | 0.01798 | 0.029953 | 0.051564 | 0.023648 | 0.046932 | 0.053934 | 0.059629 | 0.029151 | 0.02699 | 0.034552 | -0.0028909 | 0.0075124 | 0.0010903 | -0.0046913 | -0.054481 | -0.056727 | -0.06038 | -0.062518
PART Ebis: ADDITIONAL INFORMATION FOR INTERCONNECTORS
Transportable capacity at night minimum demand conditions (high wind conditions)
40 | Simultaneous importable capacity |  | From | 1.6 | 1.6 | 1.6 | 1.6 | 1.6 | 1.5 | 1.5 | 1.5 | 1.5 | 1.6 | 1.6 | 1.6 | 1.6 | 1.6 | 1.6 | 1.6 | 1.4 | 1.4
41 | Simultaneous exportable capacity |  | To | 1.5 | 1.5 | 1.5 | 1.5 | 1.5 | 1.3 | 1.3 | 1.4 | 1.4 | 1.5 | 1.5 | 1.5 | 1.5 | 1.5 | 1.5 | 1.45 | 1.35 | 1.4
| Time (CET for winter, but CEST for last week of winter; CEST for summer) |  |  | 11:00 | 11:00 | 11:00 | 11:00 | 11:00 | 11:00 | 11:00 | 11:00 | 11:00 | 11:00 | 11:00 | 11:00 | 11:00 | 11:00 | 11:00 | 11:00 | 11:00 | 11:00
PART F: ADDITIONAL INFORMATION FOR DAYTIME MIN DEMAND CONDITIONS
42 | Weekly Minimum Daytime Demand (Sunday low peak + solar) |  |  | 0.36 | 0.37 | 0.38 | 0.39 | 0.41 | 0.42 | 0.42 | 0.45 | 0.47 | 0.47 | 0.48 | 0.46 | 0.45 | 0.38 | 0.37 | 0.35 | 0.35 | 0.35
43 | Must Run Generation (excluding wind/PV/run of river) |  |  | 0.17 | 0.17 | 0.17 | 0.17 | 0.17 | 0.17 | 0.17 | 0.17 | 0.17 | 0.17 | 0.17 | 0.17 | 0.17 | 0.17 | 0.17 | 0.17 | 0.17 | 0.17
44 | Run of river generation (Must Run) |  |  | 0 | 0 | 0 | 0 | 0 | 0 | 0 | 0 | 0 | 0 | 0 | 0 | 0 | 0 | 0 | 0 | 0 | 0
45 | Downward balancing reserves (FCR, FRR) |  |  | 0.02 | 0.02 | 0.02 | 0.02 | 0.02 | 0.02 | 0.02 | 0.02 | 0.02 | 0.02 | 0.02 | 0.02 | 0.02 | 0.02 | 0.02 | 0.02 | 0.02 | 0.02
46 | Pumping Storage Capacity available (Power)
47a | Highest expected onshore wind generation running |  |  | 0.054534 | 0.050805 | 0.050037 | 0.048928 | 0.04777 | 0.047504 | 0.045075 | 0.045901 | 0.046383 | 0.042621 | 0.042767 | 0.0445 | 0.047093 | 0.048887 | 0.053661 | 0.056987 | 0.060521 | 0.064757
47b | Highest expected offshore wind generation running |  |  | 0 | 0 | 0 | 0 | 0 | 0 | 0 | 0 | 0 | 0 | 0 | 0 | 0 | 0 | 0 | 0 | 0 | 0
48 | Highest expected solar PV running |  |  | 0 | 0 | 0 | 0 | 0 | 0 | 0 | 0 | 0 | 0 | 0 | 0 | 0 | 0 | 0 | 0 | 0 | 0
49 | DOWNWARD REGULATION CAPABILITIES: 49 = (42+46)-(43+44+45+47a+47b+48a+48b) |  |  | 0.11547 | 0.1292 | 0.13996 | 0.15107 | 0.17223 | 0.1825 | 0.18493 | 0.2141 | 0.23362 | 0.23738 | 0.24723 | 0.2255 | 0.21291 | 0.14111 | 0.12634 | 0.10301 | 0.099479 | 0.095243
PART Fbis: ADDITIONAL INFORMATION FOR INTERCONNECTORS
Transportable capacity at daytime minimum demand conditions (high wind and high solar conditions)
50 | Simultaneous importable capacity |  | From | 1.6 | 1.6 | 1.6 | 1.6 | 1.6 | 1.5 | 1.5 | 1.5 | 1.5 | 1.6 | 1.6 | 1.6 | 1.6 | 1.6 | 1.6 | 1.6 | 1.4 | 1.4
51 | Simultaneous exportable capacity |  | To | 1.5 | 1.5 | 1.5 | 1.5 | 1.5 | 1.3 | 1.3 | 1.4 | 1.4 | 1.5 | 1.5 | 1.5 | 1.5 | 1.5 | 1.5 | 1.45 | 1.35 | 1.4

## LV
Summer Outlook Report 2019
| Power Data (all entries are assumed to be >0) |  |  | Countrycode: |  | LV | [6 empty] | Heating if temperature below: | 14.8594 |  |  |  | Cooling if temperature above: | 19.8594
| (Net values in GW, at a synchronous time every week) |  |  | Countryname: |  | Latvia | [6 empty] | Heating saturation temperature: | -8 |  |  |  | Cooling saturation temperature: | not detected
[13 empty] | Temperature sensitivity in heating [MW/ ͦC] | -12 |  |  |  | Temperature sensitivity in cooling [MW/ ͦC] | 16.2089
| The peak dates are related to Wednesday of each week |  |  | 2019-05-29 | 2019-06-05 | 2019-06-12 | 2019-06-19 | 2019-06-26 | 2019-07-03 | 2019-07-10 | 2019-07-17 | 2019-07-24 | 2019-07-31 | 2019-08-07 | 2019-08-14 | 2019-08-21 | 2019-08-28 | 2019-09-04 | 2019-09-11 | 2019-09-18 | 2019-09-25
| WEEK |  |  | 22 | 23 | 24 | 25 | 26 | 27 | 28 | 29 | 30 | 31 | 32 | 33 | 34 | 35 | 36 | 37 | 38 | 39
| Time (CET for winter, but CEST last week; CEST for summer) |  |  | 19:00 | 19:00 | 19:00 | 19:00 | 19:00 | 19:00 | 19:00 | 19:00 | 19:00 | 19:00 | 19:00 | 19:00 | 19:00 | 19:00 | 19:00 | 19:00 | 19:00 | 19:00
Line | PART A : INDIGENOUS NATIONAL GENERATION | Severe conditions Average Forced Outage Rate | Normal conditions Average Forced Outage Rate
Net generating capacity:
1 | Nuclear Power | 5% | 5% | 0 | 0 | 0 | 0 | 0 | 0 | 0 | 0 | 0 | 0 | 0 | 0 | 0 | 0 | 0 | 0 | 0 | 0
2 | Fossil Fuels |  |  | 0.984 | 0.984 | 0.984 | 0.984 | 0.984 | 0.984 | 0.984 | 0.984 | 0.984 | 0.984 | 0.984 | 0.984 | 0.984 | 0.984 | 0.984 | 0.984 | 0.984 | 0.984
2a | of which Lignite | 9% | 9% | 0 | 0 | 0 | 0 | 0 | 0 | 0 | 0 | 0 | 0 | 0 | 0 | 0 | 0 | 0 | 0 | 0 | 0
2b | of which Hard Coal | 9% | 9% | 0 | 0 | 0 | 0 | 0 | 0 | 0 | 0 | 0 | 0 | 0 | 0 | 0 | 0 | 0 | 0 | 0 | 0
2c | of which Gas | 7% | 7% | 0.984 | 0.984 | 0.984 | 0.984 | 0.984 | 0.984 | 0.984 | 0.984 | 0.984 | 0.984 | 0.984 | 0.984 | 0.984 | 0.984 | 0.984 | 0.984 | 0.984 | 0.984
2d | of which Oil | 9% | 9% | 0 | 0 | 0 | 0 | 0 | 0 | 0 | 0 | 0 | 0 | 0 | 0 | 0 | 0 | 0 | 0 | 0 | 0
2e | of which Oil Shale | 8.75% | 8.75% | 0 | 0 | 0 | 0 | 0 | 0 | 0 | 0 | 0 | 0 | 0 | 0 | 0 | 0 | 0 | 0 | 0 | 0
2f | of which Fossil Peat | 8.75% | 8.75% | 0 | 0 | 0 | 0 | 0 | 0 | 0 | 0 | 0 | 0 | 0 | 0 | 0 | 0 | 0 | 0 | 0 | 0
3 | Renewable Energy Sources (other than hydro) |  |  | 0.2384 | 0.2384 | 0.2384 | 0.2384 | 0.2384 | 0.2384 | 0.2384 | 0.2384 | 0.2384 | 0.2384 | 0.2384 | 0.2384 | 0.2384 | 0.2384 | 0.2384 | 0.2384 | 0.2384 | 0.2384
3a | of which onshore wind | 0% | 0% | 0.081 | 0.081 | 0.081 | 0.081 | 0.081 | 0.081 | 0.081 | 0.081 | 0.081 | 0.081 | 0.081 | 0.081 | 0.081 | 0.081 | 0.081 | 0.081 | 0.081 | 0.081
3b | of which offshore wind | 0% | 0% | 0 | 0 | 0 | 0 | 0 | 0 | 0 | 0 | 0 | 0 | 0 | 0 | 0 | 0 | 0 | 0 | 0 | 0
3c | of which Solar (PV) | 0% | 0% | 0.0024 | 0.0024 | 0.0024 | 0.0024 | 0.0024 | 0.0024 | 0.0024 | 0.0024 | 0.0024 | 0.0024 | 0.0024 | 0.0024 | 0.0024 | 0.0024 | 0.0024 | 0.0024 | 0.0024 | 0.0024
3d | of which Biomass | 9% | 9% | 0.155 | 0.155 | 0.155 | 0.155 | 0.155 | 0.155 | 0.155 | 0.155 | 0.155 | 0.155 | 0.155 | 0.155 | 0.155 | 0.155 | 0.155 | 0.155 | 0.155 | 0.155
3e | of which other RES (e.g. tidal, wave, geothermal, RES waste, CSP) | 0% | 0% | 0 | 0 | 0 | 0 | 0 | 0 | 0 | 0 | 0 | 0 | 0 | 0 | 0 | 0 | 0 | 0 | 0 | 0
4a | Hydro Run of River and Reservoir | 3% | 3% | 1.578 | 1.578 | 1.578 | 1.578 | 1.578 | 1.578 | 1.578 | 1.578 | 1.578 | 1.578 | 1.578 | 1.578 | 1.578 | 1.578 | 1.578 | 1.578 | 1.578 | 1.578
4b | Hydro pumping | 3% | 3% | 0 | 0 | 0 | 0 | 0 | 0 | 0 | 0 | 0 | 0 | 0 | 0 | 0 | 0 | 0 | 0 | 0 | 0
5 | Other non-RES (e.g. CHP non-renewable, waste non-renewable) | 0% | 0% | 0.09 | 0.09 | 0.09 | 0.09 | 0.09 | 0.09 | 0.09 | 0.09 | 0.09 | 0.09 | 0.09 | 0.09 | 0.09 | 0.09 | 0.09 | 0.09 | 0.09 | 0.09
6 | Total Net generating capacity (6 = 1+2+3+4a+4b+5) |  |  | 2.8904 | 2.8904 | 2.8904 | 2.8904 | 2.8904 | 2.8904 | 2.8904 | 2.8904 | 2.8904 | 2.8904 | 2.8904 | 2.8904 | 2.8904 | 2.8904 | 2.8904 | 2.8904 | 2.8904 | 2.8904
7 | Maintenance & Overhauls (planned outages) |  |  | 0.542 | 0.301 | 0.502 | 0.424 | 0.414 | 0.573 | 0.573 | 0.483 | 0.354 | 0.354 | 0.76 | 0.76 | 0.76 | 0.626 | 0.711 | 0.765 | 0.28 | 0.298
7a | Nuclear Power |  |  | 0 | 0 | 0 | 0 | 0 | 0 | 0 | 0 | 0 | 0 | 0 | 0 | 0 | 0 | 0 | 0 | 0 | 0
7b | Lignite |  |  | 0 | 0 | 0 | 0 | 0 | 0 | 0 | 0 | 0 | 0 | 0 | 0 | 0 | 0 | 0 | 0 | 0 | 0
7c | Hard Coal |  |  | 0 | 0 | 0 | 0 | 0 | 0 | 0 | 0 | 0 | 0 | 0 | 0 | 0 | 0 | 0 | 0 | 0 | 0
7d | Gas |  |  | 0.419 | 0 | 0 | 0 | 0 | 0.059 | 0.059 | 0.079 | 0.079 | 0.079 | 0.413 | 0.413 | 0.413 | 0.413 | 0.413 | 0.413 | 0 | 0
7e | Oil |  |  | 0 | 0 | 0 | 0 | 0 | 0 | 0 | 0 | 0 | 0 | 0 | 0 | 0 | 0 | 0 | 0 | 0 | 0
7f | Oil Shale |  |  | 0 | 0 | 0 | 0 | 0 | 0 | 0 | 0 | 0 | 0 | 0 | 0 | 0 | 0 | 0 | 0 | 0 | 0
7g | Fossil Peat |  |  | 0 | 0 | 0 | 0 | 0 | 0 | 0 | 0 | 0 | 0 | 0 | 0 | 0 | 0 | 0 | 0 | 0 | 0
7h | Onshore Wind |  |  | 0 | 0 | 0 | 0 | 0 | 0 | 0 | 0 | 0 | 0 | 0 | 0 | 0 | 0 | 0 | 0 | 0 | 0
7i | Offshore Wind |  |  | 0 | 0 | 0 | 0 | 0 | 0 | 0 | 0 | 0 | 0 | 0 | 0 | 0 | 0 | 0 | 0 | 0 | 0
7j | Solar (PV) |  |  | 0 | 0 | 0 | 0 | 0 | 0 | 0 | 0 | 0 | 0 | 0 | 0 | 0 | 0 | 0 | 0 | 0 | 0
7k | Biomass |  |  | 0 | 0 | 0 | 0 | 0 | 0 | 0 | 0 | 0 | 0 | 0 | 0 | 0 | 0 | 0 | 0 | 0 | 0
7l | other RES (apart from hydro, including tidal, wave, geothermal, waste renewable, CSP,…) |  |  | 0 | 0 | 0 | 0 | 0 | 0 | 0 | 0 | 0 | 0 | 0 | 0 | 0 | 0 | 0 | 0 | 0 | 0
7m | Hydro Run of River and Reservoir |  |  | 0.123 | 0.301 | 0.502 | 0.424 | 0.414 | 0.514 | 0.514 | 0.404 | 0.275 | 0.275 | 0.347 | 0.347 | 0.347 | 0.213 | 0.298 | 0.352 | 0.28 | 0.298
7n | Hydro pumping |  |  | 0 | 0 | 0 | 0 | 0 | 0 | 0 | 0 | 0 | 0 | 0 | 0 | 0 | 0 | 0 | 0 | 0 | 0
7o | Other non-RES (incl. not clearly identifiable energy sources) |  |  | 0 | 0 | 0 | 0 | 0 | 0 | 0 | 0 | 0 | 0 | 0 | 0 | 0 | 0 | 0 | 0 | 0 | 0
PART B : DATA FOR NORMAL CONDITIONS
8 | Non-usable capacity at reference point (all power stations including mothballed, authorization & technical & legal constraints, energy source unavailability etc. ) |  |  | 1.2488 | 1.0704 | 0.86936 | 0.94735 | 0.95667 | 0.85701 | 0.85698 | 0.9675 | 1.0969 | 1.0966 | 1.0249 | 1.0237 | 1.0229 | 1.1566 | 1.0703 | 1.0156 | 1.0871 | 1.068
8a | of which nuclear |  |  | 0 | 0 | 0 | 0 | 0 | 0 | 0 | 0 | 0 | 0 | 0 | 0 | 0 | 0 | 0 | 0 | 0 | 0
8b | of which Lignite |  |  | 0 | 0 | 0 | 0 | 0 | 0 | 0 | 0 | 0 | 0 | 0 | 0 | 0 | 0 | 0 | 0 | 0 | 0
8c | of which Hard Coal |  |  | 0 | 0 | 0 | 0 | 0 | 0 | 0 | 0 | 0 | 0 | 0 | 0 | 0 | 0 | 0 | 0 | 0 | 0
8d | of which Gas |  |  | 0 | 0 | 0 | 0 | 0 | 0 | 0 | 0 | 0 | 0 | 0 | 0 | 0 | 0 | 0 | 0 | 0 | 0
8e | of which Oil |  |  | 0 | 0 | 0 | 0 | 0 | 0 | 0 | 0 | 0 | 0 | 0 | 0 | 0 | 0 | 0 | 0 | 0 | 0
8f | of which Oil Shale |  |  | 0 | 0 | 0 | 0 | 0 | 0 | 0 | 0 | 0 | 0 | 0 | 0 | 0 | 0 | 0 | 0 | 0 | 0
8g | of which Fossil Peat |  |  | 0 | 0 | 0 | 0 | 0 | 0 | 0 | 0 | 0 | 0 | 0 | 0 | 0 | 0 | 0 | 0 | 0 | 0
8h | of which onshore wind |  |  | 0.07165 | 0.071223 | 0.071219 | 0.071219 | 0.07054 | 0.070884 | 0.070845 | 0.071351 | 0.071773 | 0.071448 | 0.071654 | 0.070452 | 0.069649 | 0.069248 | 0.067963 | 0.067217 | 0.066689 | 0.065619
8i | of which offshore wind |  |  | 0 | 0 | 0 | 0 | 0 | 0 | 0 | 0 | 0 | 0 | 0 | 0 | 0 | 0 | 0 | 0 | 0 | 0
8j | of which Solar |  |  | 0.0021632 | 0.0021493 | 0.0021375 | 0.0021292 | 0.0021256 | 0.0021293 | 0.0021378 | 0.0021519 | 0.0021711 | 0.0021937 | 0.0022234 | 0.0022577 | 0.0022941 | 0.0023312 | 0.0023616 | 0.0023843 | 0.0023965 | 0.0023998
8k | of which Biomass |  |  | 0.02 | 0.02 | 0.02 | 0.02 | 0.02 | 0.02 | 0.02 | 0.02 | 0.02 | 0.02 | 0.02 | 0.02 | 0.02 | 0.02 | 0.02 | 0.02 | 0.02 | 0.02
8l | of which other RES (apart from hydro) |  |  | 0 | 0 | 0 | 0 | 0 | 0 | 0 | 0 | 0 | 0 | 0 | 0 | 0 | 0 | 0 | 0 | 0 | 0
8m | Hydro Run of River and Reservoir |  |  | 1.155 | 0.977 | 0.776 | 0.854 | 0.864 | 0.764 | 0.764 | 0.874 | 1.003 | 1.003 | 0.931 | 0.931 | 0.931 | 1.065 | 0.98 | 0.926 | 0.998 | 0.98
8n | Hydro pumping |  |  | 0 | 0 | 0 | 0 | 0 | 0 | 0 | 0 | 0 | 0 | 0 | 0 | 0 | 0 | 0 | 0 | 0 | 0
8o | of which other non-RES (incl. not clearly identifiable energy sources) |  |  | 0 | 0 | 0 | 0 | 0 | 0 | 0 | 0 | 0 | 0 | 0 | 0 | 0 | 0 | 0 | 0 | 0 | 0
9 | Available capacity (9 = 6 - (7 + 8)) |  |  | 1.0996 | 1.519 | 1.519 | 1.5191 | 1.5197 | 1.4604 | 1.4604 | 1.4399 | 1.4395 | 1.4398 | 1.1055 | 1.1067 | 1.1075 | 1.1078 | 1.1091 | 1.1098 | 1.5233 | 1.5244
10 | Outages: average expected value (all power stations) |  |  | 0.0607 | 0.09003 | 0.09003 | 0.09003 | 0.09003 | 0.0859 | 0.0859 | 0.0845 | 0.08063 | 0.0845 | 0.06328 | 0.06112 | 0.06112 | 0.0571 | 0.06367 | 0.06274 | 0.08787 | 0.09057
11 | System services reserve (one hour ahead of real time) |  |  | 0.1 | 0.1 | 0.1 | 0.1 | 0.1 | 0.1 | 0.1 | 0.1 | 0.1 | 0.1 | 0.1 | 0.1 | 0.1 | 0.1 | 0.1 | 0.1 | 0.1 | 0.1
12 | Reliably available capacity (12 = 9 - (10 + 11)) |  |  | 0.93889 | 1.329 | 1.329 | 1.329 | 1.3297 | 1.2745 | 1.2745 | 1.2554 | 1.2588 | 1.2553 | 0.94224 | 0.94557 | 0.94634 | 0.95072 | 0.94541 | 0.94706 | 1.3354 | 1.3338
13 | Demand at reference point in time |  |  | 0.847 | 0.846 | 0.862 | 0.895 | 0.889 | 0.845 | 0.844 | 0.847 | 0.851 | 0.827 | 0.87 | 0.888 | 0.88 | 0.912 | 0.91 | 0.861 | 0.853 | 0.869
13b | Population average daily (24h) temperature (degrees Celsius) |  |  | 14.0315 | 15.0538 | 15.9524 | 16.7146 | 17.3302 | 17.791 | 18.0914 | 18.2282 | 18.2004 | 18.0096 | 17.6596 | 17.1569 | 16.5097 | 15.7288 | 14.8267 | 13.8179 | 12.7185 | 11.546
14a | Load reduction / demand side response available at reference point in time |  |  | 0 | 0 | 0 | 0 | 0 | 0 | 0 | 0 | 0 | 0 | 0 | 0 | 0 | 0 | 0 | 0 | 0 | 0
14b | Strategic reserves available at reference point in time |  |  | 0 | 0 | 0 | 0 | 0 | 0 | 0 | 0 | 0 | 0 | 0 | 0 | 0 | 0 | 0 | 0 | 0 | 0
15 | Net weekly load at reference point in time (15 = 13-14a) |  |  | 0.847 | 0.846 | 0.862 | 0.895 | 0.889 | 0.845 | 0.844 | 0.847 | 0.851 | 0.827 | 0.87 | 0.888 | 0.88 | 0.912 | 0.91 | 0.861 | 0.853 | 0.869
16 | Remaining capacity at reference point in time (16 = 12- 15) |  |  | 0.091887 | 0.483 | 0.46701 | 0.43402 | 0.4407 | 0.42949 | 0.43052 | 0.4084 | 0.40783 | 0.42826 | 0.072242 | 0.05757 | 0.066337 | 0.038721 | 0.035406 | 0.086059 | 0.48244 | 0.46481
B1 | Weekly peak load (unrestricted reference point in time) |  |  | 0.94956 | 0.94306 | 0.93919 | 0.93739 | 0.93699 | 0.93734 | 0.93788 | 0.93821 | 0.93814 | 0.93771 | 0.93719 | 0.93701 | 0.93774 | 0.93999 | 0.94432 | 0.95118 | 0.96085 | 0.97337
B2 | Daily hour of expected weekly peak load (CET for winter, but CEST for last week; CEST for summer) |  |  | 19:00 | 19:00 | 19:00 | 19:00 | 19:00 | 19:00 | 19:00 | 19:00 | 19:00 | 19:00 | 19:00 | 19:00 | 19:00 | 19:00 | 19:00 | 19:00 | 19:00 | 19:00
.
PART C : DATA FOR SEVERE CONDITIONS
17 | Non-usable capacity at reference point (all power stations including mothballed, authorization & technical & legal constraints, energy source unavailability etc. ) |  |  | 1.4879 | 1.3099 | 1.1089 | 1.1869 | 1.197 | 1.097 | 1.097 | 1.207 | 1.336 | 1.336 | 1.2641 | 1.264 | 1.2641 | 1.3981 | 1.313 | 1.259 | 1.3311 | 1.3131
17a | of which nuclear |  |  | 0 | 0 | 0 | 0 | 0 | 0 | 0 | 0 | 0 | 0 | 0 | 0 | 0 | 0 | 0 | 0 | 0 | 0
17b | of which Lignite |  |  | 0 | 0 | 0 | 0 | 0 | 0 | 0 | 0 | 0 | 0 | 0 | 0 | 0 | 0 | 0 | 0 | 0 | 0
17c | of which Hard Coal |  |  | 0 | 0 | 0 | 0 | 0 | 0 | 0 | 0 | 0 | 0 | 0 | 0 | 0 | 0 | 0 | 0 | 0 | 0
17d | of which Gas |  |  | 0.1 | 0.1 | 0.1 | 0.1 | 0.1 | 0.1 | 0.1 | 0.1 | 0.1 | 0.1 | 0.1 | 0.1 | 0.1 | 0.1 | 0.1 | 0.1 | 0.1 | 0.1
17e | of which Oil |  |  | 0 | 0 | 0 | 0 | 0 | 0 | 0 | 0 | 0 | 0 | 0 | 0 | 0 | 0 | 0 | 0 | 0 | 0
17f | of which Oil Shale |  |  | 0 | 0 | 0 | 0 | 0 | 0 | 0 | 0 | 0 | 0 | 0 | 0 | 0 | 0 | 0 | 0 | 0 | 0
17g | of which Fossil Peat |  |  | 0 | 0 | 0 | 0 | 0 | 0 | 0 | 0 | 0 | 0 | 0 | 0 | 0 | 0 | 0 | 0 | 0 | 0
17h | of which onshore wind |  |  | 0.080713 | 0.080677 | 0.080675 | 0.080714 | 0.080765 | 0.080781 | 0.080781 | 0.080792 | 0.080793 | 0.080777 | 0.080794 | 0.080711 | 0.080707 | 0.08071 | 0.080559 | 0.080589 | 0.080667 | 0.080665
17i | of which offshore wind |  |  | 0 | 0 | 0 | 0 | 0 | 0 | 0 | 0 | 0 | 0 | 0 | 0 | 0 | 0 | 0 | 0 | 0 | 0
17j | of which Solar |  |  | 0.0022301 | 0.0022103 | 0.0022075 | 0.0022009 | 0.0021997 | 0.0022029 | 0.0022031 | 0.0022157 | 0.002234 | 0.00226 | 0.002292 | 0.0023293 | 0.0023575 | 0.0023819 | 0.0023956 | 0.0023997 | 0.0024 | 0.0024
17k | of which Biomass |  |  | 0.03 | 0.03 | 0.03 | 0.03 | 0.03 | 0.03 | 0.03 | 0.03 | 0.03 | 0.03 | 0.03 | 0.03 | 0.03 | 0.03 | 0.03 | 0.03 | 0.03 | 0.03
17l | of which other RES (apart from hydro) |  |  | 0.02 | 0.02 | 0.02 | 0.02 | 0.02 | 0.02 | 0.02 | 0.02 | 0.02 | 0.02 | 0.02 | 0.02 | 0.02 | 0.02 | 0.02 | 0.02 | 0.02 | 0.02
17m | Hydro Run of River and Reservoir |  |  | 1.255 | 1.077 | 0.876 | 0.954 | 0.964 | 0.864 | 0.864 | 0.974 | 1.103 | 1.103 | 1.031 | 1.031 | 1.031 | 1.165 | 1.08 | 1.026 | 1.098 | 1.08
17n | Hydro pumping |  |  | 0 | 0 | 0 | 0 | 0 | 0 | 0 | 0 | 0 | 0 | 0 | 0 | 0 | 0 | 0 | 0 | 0 | 0
17o | of which other non-RES (incl. not clearly identifiable energy sources) |  |  | 0 | 0 | 0 | 0 | 0 | 0 | 0 | 0 | 0 | 0 | 0 | 0 | 0 | 0 | 0 | 0 | 0 | 0
18 | Available capacity (18 = 6 - (7 + 17)) |  |  | 0.86046 | 1.2795 | 1.2795 | 1.2795 | 1.2794 | 1.2204 | 1.2204 | 1.2004 | 1.2004 | 1.2004 | 0.86631 | 0.86636 | 0.86634 | 0.86631 | 0.86645 | 0.86641 | 1.2793 | 1.2793
19 | Outages: average expected value (all power stations) under SEVERE conditions |  |  | 0.0498 | 0.07913 | 0.07913 | 0.07913 | 0.07913 | 0.075 | 0.075 | 0.0736 | 0.06973 | 0.0736 | 0.05238 | 0.05022 | 0.05022 | 0.0462 | 0.05277 | 0.05184 | 0.07697 | 0.07967
20 | System services reserve (one hour ahead of real time) under SEVERE conditions |  |  | 0.1 | 0.1 | 0.1 | 0.1 | 0.1 | 0.1 | 0.1 | 0.1 | 0.1 | 0.1 | 0.1 | 0.1 | 0.1 | 0.1 | 0.1 | 0.1 | 0.1 | 0.1
21 | Reliably available capacity under SEVERE conditions (21 = 18 - (19 + 20)) |  |  | 0.71066 | 1.1004 | 1.1004 | 1.1004 | 1.1003 | 1.0454 | 1.0454 | 1.0268 | 1.0306 | 1.0268 | 0.71393 | 0.71614 | 0.71612 | 0.72011 | 0.71368 | 0.71457 | 1.1024 | 1.0997
22 | Demand at reference point in time under SEVERE conditions (one in 20 year) |  |  | 0.876 | 0.875 | 0.891 | 0.926 | 0.92 | 0.874 | 0.873 | 0.876 | 0.88 | 0.856 | 0.9 | 0.919 | 0.91 | 0.943 | 0.941 | 0.89 | 0.882 | 0.899
23a | Load reduction / demand side response available at reference point in time under SEVERE conditions |  |  | 0 | 0 | 0 | 0 | 0 | 0 | 0 | 0 | 0 | 0 | 0 | 0 | 0 | 0 | 0 | 0 | 0 | 0
23b | Strategic reserves available at reference point in time under SEVERE conditions |  |  | 0 | 0 | 0 | 0 | 0 | 0 | 0 | 0 | 0 | 0 | 0 | 0 | 0 | 0 | 0 | 0 | 0 | 0
24 | Net weekly peak load for SEVERE conditions (24 = 22-23a) |  |  | 0.876 | 0.875 | 0.891 | 0.926 | 0.92 | 0.874 | 0.873 | 0.876 | 0.88 | 0.856 | 0.9 | 0.919 | 0.91 | 0.943 | 0.941 | 0.89 | 0.882 | 0.899
25 | Remaining capacity for SEVERE conditions (25 = 21-24) |  |  | -0.16534 | 0.22538 | 0.20939 | 0.17435 | 0.18031 | 0.17142 | 0.17242 | 0.15079 | 0.15064 | 0.17076 | -0.18607 | -0.20286 | -0.19388 | -0.22289 | -0.22732 | -0.17543 | 0.22036 | 0.20066
C1 | Weekly peak load under SEVERE conditions (unrestricted reference point in time) |  |  | 1.0122 | 1.0222 | 1.0328 | 1.0433 | 1.0529 | 1.0607 | 1.0661 | 1.0687 | 1.0682 | 1.0646 | 1.0584 | 1.0501 | 1.0403 | 1.03 | 1.0198 | 1.0104 | 1.0025 | 0.99623
C2 | Daily hour of expected weekly peak load (CET for winter, but CEST for last week; CEST for summer) |  |  | 19:00 | 19:00 | 19:00 | 19:00 | 19:00 | 19:00 | 19:00 | 19:00 | 19:00 | 19:00 | 19:00 | 19:00 | 19:00 | 19:00 | 19:00 | 19:00 | 19:00 | 19:00
PART D: ADDITIONAL INFORMATION FOR INTERCONNECTORS (at synchronous peak)
31 | Simultaneous importable capacity |  | From | 1.034 | 1.334 | 0.963 | 1.084 | 1.234 | 1.234 | 1.234 | 1.234 | 1.184 | 0.934 | 1.034 | 0.934 | 1.184 | 1.184 | 1.084 | 1.063 | 1.063 | 1.063
32 | Simultaneous exportable capacity |  | To | 1.513 | 1.634 | 1.063 | 1.434 | 1.784 | 1.734 | 1.734 | 1.734 | 1.434 | 1.284 | 1.284 | 1.284 | 1.463 | 1.463 | 1.013 | 1.013 | 1.013 | 1.563
| The off-peak dates are related to Sunday of each week |  |  | 2019-06-02 | 2019-06-09 | 2019-06-16 | 2019-06-23 | 2019-06-30 | 2019-07-07 | 2019-07-14 | 2019-07-21 | 2019-07-28 | 2019-08-04 | 2019-08-11 | 2019-08-18 | 2019-08-25 | 2019-09-01 | 2019-09-08 | 2019-09-15 | 2019-09-22 | 2019-09-29
| WEEK |  |  | 22 | 23 | 24 | 25 | 26 | 27 | 28 | 29 | 30 | 31 | 32 | 33 | 34 | 35 | 36 | 37 | 38 | 39
| Time (CET for winter, but CEST for last week of winter; CEST for summer) |  |  | 5:00 | 5:00 | 5:00 | 5:00 | 5:00 | 5:00 | 5:00 | 5:00 | 5:00 | 5:00 | 5:00 | 5:00 | 5:00 | 5:00 | 5:00 | 5:00 | 5:00 | 5:00
PART E: ADDITIONAL INFORMATION FOR NIGHT MIN DEMAND CONDITIONS
33 | Weekly Minimum Demand (overnight valley minimum) |  |  | 0.5 | 0.5 | 0.5 | 0.5 | 0.5 | 0.5 | 0.5 | 0.5 | 0.5 | 0.5 | 0.5 | 0.5 | 0.5 | 0.5 | 0.5 | 0.5 | 0.5 | 0.5
34 | Must Run Generation (excluding wind/run of river) |  |  | 0 | 0 | 0 | 0 | 0 | 0 | 0 | 0 | 0 | 0 | 0 | 0 | 0 | 0 | 0 | 0 | 0 | 0
35 | Run of river generation (Must Run) |  |  | 0 | 0 | 0 | 0 | 0 | 0 | 0 | 0 | 0 | 0 | 0 | 0 | 0 | 0 | 0 | 0 | 0 | 0
36 | Downward balancing reserves (FCR, FRR) |  |  | 0 | 0 | 0 | 0 | 0 | 0 | 0 | 0 | 0 | 0 | 0 | 0 | 0 | 0 | 0 | 0 | 0 | 0
37 | Pumping Storage Capacity available (Power) |  |  | 0 | 0 | 0 | 0 | 0 | 0 | 0 | 0 | 0 | 0 | 0 | 0 | 0 | 0 | 0 | 0 | 0 | 0
38a | Highest expected onshore wind generation running |  |  | 0.044785 | 0.046865 | 0.045693 | 0.043651 | 0.044354 | 0.041321 | 0.042697 | 0.04335 | 0.044057 | 0.046324 | 0.044411 | 0.048433 | 0.052114 | 0.055394 | 0.057343 | 0.060668 | 0.063328 | 0.064251
38b | Highest expected offshore wind generation running |  |  | 0 | 0 | 0 | 0 | 0 | 0 | 0 | 0 | 0 | 0 | 0 | 0 | 0 | 0 | 0 | 0 | 0 | 0
39 | DOWNWARD REGULATION CAPABILITIES: 39 = (33+37)-(34+35+36+38a+38b)) |  |  | 0.45521 | 0.45313 | 0.45431 | 0.45635 | 0.45565 | 0.45868 | 0.4573 | 0.45665 | 0.45594 | 0.45368 | 0.45559 | 0.45157 | 0.44789 | 0.44461 | 0.44266 | 0.43933 | 0.43667 | 0.43575
PART Ebis: ADDITIONAL INFORMATION FOR INTERCONNECTORS
Transportable capacity at night minimum demand conditions (high wind conditions)
40 | Simultaneous importable capacity |  | From | 1.034 | 1.334 | 0.963 | 1.084 | 1.234 | 1.234 | 1.234 | 1.234 | 1.184 | 0.934 | 1.034 | 0.934 | 1.184 | 1.184 | 1.084 | 1.063 | 1.063 | 1.063
41 | Simultaneous exportable capacity |  | To | 1.513 | 1.634 | 1.063 | 1.434 | 1.784 | 1.734 | 1.734 | 1.734 | 1.434 | 1.284 | 1.284 | 1.284 | 1.463 | 1.463 | 1.013 | 1.013 | 1.013 | 1.563
| Time (CET for winter, but CEST for last week of winter; CEST for summer) |  |  | 11:00 | 11:00 | 11:00 | 11:00 | 11:00 | 11:00 | 11:00 | 11:00 | 11:00 | 11:00 | 11:00 | 11:00 | 11:00 | 11:00 | 11:00 | 11:00 | 11:00 | 11:00
PART F: ADDITIONAL INFORMATION FOR DAYTIME MIN DEMAND CONDITIONS
42 | Weekly Minimum Daytime Demand (Sunday low peak + solar) |  |  | 0.5 | 0.5 | 0.5 | 0.5 | 0.5 | 0.5 | 0.5 | 0.5 | 0.5 | 0.5 | 0.5 | 0.5 | 0.5 | 0.5 | 0.5 | 0.5 | 0.5 | 0.5
43 | Must Run Generation (excluding wind/PV/run of river) |  |  | 0 | 0 | 0 | 0 | 0 | 0 | 0 | 0 | 0 | 0 | 0 | 0 | 0 | 0 | 0 | 0 | 0 | 0
44 | Run of river generation (Must Run) |  |  | 0 | 0 | 0 | 0 | 0 | 0 | 0 | 0 | 0 | 0 | 0 | 0 | 0 | 0 | 0 | 0 | 0 | 0
45 | Downward balancing reserves (FCR, FRR) |  |  | 0 | 0 | 0 | 0 | 0 | 0 | 0 | 0 | 0 | 0 | 0 | 0 | 0 | 0 | 0 | 0 | 0 | 0
46 | Pumping Storage Capacity available (Power) |  |  | 0 | 0 | 0 | 0 | 0 | 0 | 0 | 0 | 0 | 0 | 0 | 0 | 0 | 0 | 0 | 0 | 0 | 0
47a | Highest expected onshore wind generation running |  |  | 0.05563 | 0.056996 | 0.056357 | 0.053356 | 0.05465 | 0.051123 | 0.050734 | 0.051682 | 0.051281 | 0.053885 | 0.051578 | 0.055224 | 0.058517 | 0.061931 | 0.064609 | 0.06771 | 0.069727 | 0.070781
47b | Highest expected offshore wind generation running |  |  | 0 | 0 | 0 | 0 | 0 | 0 | 0 | 0 | 0 | 0 | 0 | 0 | 0 | 0 | 0 | 0 | 0 | 0
48 | Highest expected solar PV running |  |  | 0.0015631 | 0.001555 | 0.0015491 | 0.0015321 | 0.0015216 | 0.0015151 | 0.0015027 | 0.0014813 | 0.0014637 | 0.0014515 | 0.0014266 | 0.0013966 | 0.0013584 | 0.001326 | 0.0012837 | 0.001245 | 0.0012013 | 0.0011453
49 | DOWNWARD REGULATION CAPABILITIES: 49 = (42+46)-(43+44+45+47a+47b+48a+48b) |  |  | 0.44281 | 0.44145 | 0.44209 | 0.44511 | 0.44383 | 0.44736 | 0.44776 | 0.44684 | 0.44726 | 0.44466 | 0.447 | 0.44338 | 0.44012 | 0.43674 | 0.43411 | 0.43105 | 0.42907 | 0.42807
PART Fbis: ADDITIONAL INFORMATION FOR INTERCONNECTORS
Transportable capacity at daytime minimum demand conditions (high wind and high solar conditions)
50 | Simultaneous importable capacity |  | From | 1.034 | 1.334 | 0.963 | 1.084 | 1.234 | 1.234 | 1.234 | 1.234 | 1.184 | 0.934 | 1.034 | 0.934 | 1.184 | 1.184 | 1.084 | 1.063 | 1.063 | 1.063
51 | Simultaneous exportable capacity |  | To | 1.513 | 1.634 | 1.063 | 1.434 | 1.784 | 1.734 | 1.734 | 1.734 | 1.434 | 1.284 | 1.284 | 1.284 | 1.463 | 1.463 | 1.013 | 1.013 | 1.013 | 1.563

## LU
Summer Outlook Report 2019
| Power Data (all entries are assumed to be >0) |  |  | Countrycode: |  | LU | [6 empty] | Heating if temperature below: | 19.2 |  |  |  | Cooling if temperature above: | 24.2
| (Net values in GW, at a synchronous time every week) |  |  | Countryname: |  | Luxembourg | [6 empty] | Heating saturation temperature: | -4 |  |  |  | Cooling saturation temperature: | not detected
[13 empty] | Temperature sensitivity in heating [MW/ ͦC] | -6 |  |  |  | Temperature sensitivity in cooling [MW/ ͦC] | 20.0939
| The peak dates are related to Wednesday of each week |  |  | 2019-05-29 | 2019-06-05 | 2019-06-12 | 2019-06-19 | 2019-06-26 | 2019-07-03 | 2019-07-10 | 2019-07-17 | 2019-07-24 | 2019-07-31 | 2019-08-07 | 2019-08-14 | 2019-08-21 | 2019-08-28 | 2019-09-04 | 2019-09-11 | 2019-09-18 | 2019-09-25
| WEEK |  |  | 22 | 23 | 24 | 25 | 26 | 27 | 28 | 29 | 30 | 31 | 32 | 33 | 34 | 35 | 36 | 37 | 38 | 39
| Time (CET for winter, but CEST last week; CEST for summer) |  |  | 19:00 | 19:00 | 19:00 | 19:00 | 19:00 | 19:00 | 19:00 | 19:00 | 19:00 | 19:00 | 19:00 | 19:00 | 19:00 | 19:00 | 19:00 | 19:00 | 19:00 | 19:00
Line | PART A : INDIGENOUS NATIONAL GENERATION | Severe conditions Average Forced Outage Rate | Normal conditions Average Forced Outage Rate
Net generating capacity:
1 | Nuclear Power | 0% | 0% | 0 | 0 | 0 | 0 | 0 | 0 | 0 | 0 | 0 | 0 | 0 | 0 | 0 | 0 | 0 | 0 | 0 | 0
2 | Fossil Fuels |  |  | 0.12 | 0.12 | 0.12 | 0.12 | 0.12 | 0.12 | 0.12 | 0.12 | 0.12 | 0.12 | 0.12 | 0.12 | 0.12 | 0.12 | 0.12 | 0.12 | 0.12 | 0.12
2a | of which Lignite | 0% | 0% | 0 | 0 | 0 | 0 | 0 | 0 | 0 | 0 | 0 | 0 | 0 | 0 | 0 | 0 | 0 | 0 | 0 | 0
2b | of which Hard Coal | 0% | 0% | 0 | 0 | 0 | 0 | 0 | 0 | 0 | 0 | 0 | 0 | 0 | 0 | 0 | 0 | 0 | 0 | 0 | 0
2c | of which Gas | 7% | 7% | 0.12 | 0.12 | 0.12 | 0.12 | 0.12 | 0.12 | 0.12 | 0.12 | 0.12 | 0.12 | 0.12 | 0.12 | 0.12 | 0.12 | 0.12 | 0.12 | 0.12 | 0.12
2d | of which Oil | 0% | 0% | 0 | 0 | 0 | 0 | 0 | 0 | 0 | 0 | 0 | 0 | 0 | 0 | 0 | 0 | 0 | 0 | 0 | 0
2e | of which Oil Shale | 0% | 0% | 0 | 0 | 0 | 0 | 0 | 0 | 0 | 0 | 0 | 0 | 0 | 0 | 0 | 0 | 0 | 0 | 0 | 0
2f | of which Fossil Peat | 0% | 0% | 0 | 0 | 0 | 0 | 0 | 0 | 0 | 0 | 0 | 0 | 0 | 0 | 0 | 0 | 0 | 0 | 0 | 0
3 | Renewable Energy Sources (other than hydro) |  |  | 0.297 | 0.297 | 0.297 | 0.297 | 0.297 | 0.297 | 0.297 | 0.297 | 0.297 | 0.297 | 0.297 | 0.297 | 0.297 | 0.297 | 0.297 | 0.297 | 0.297 | 0.297
3a | of which onshore wind | 0% | 0% | 0.154 | 0.154 | 0.154 | 0.154 | 0.154 | 0.154 | 0.154 | 0.154 | 0.154 | 0.154 | 0.154 | 0.154 | 0.154 | 0.154 | 0.154 | 0.154 | 0.154 | 0.154
3b | of which offshore wind | 0% | 0% | 0 | 0 | 0 | 0 | 0 | 0 | 0 | 0 | 0 | 0 | 0 | 0 | 0 | 0 | 0 | 0 | 0 | 0
3c | of which Solar (PV) | 0% | 0% | 0.12 | 0.12 | 0.12 | 0.12 | 0.12 | 0.12 | 0.12 | 0.12 | 0.12 | 0.12 | 0.12 | 0.12 | 0.12 | 0.12 | 0.12 | 0.12 | 0.12 | 0.12
3d | of which Biomass | 0% | 0% | 0.002 | 0.002 | 0.002 | 0.002 | 0.002 | 0.002 | 0.002 | 0.002 | 0.002 | 0.002 | 0.002 | 0.002 | 0.002 | 0.002 | 0.002 | 0.002 | 0.002 | 0.002
3e | of which other RES (e.g. tidal, wave, geothermal, RES waste, CSP) | 0% | 0% | 0.021 | 0.021 | 0.021 | 0.021 | 0.021 | 0.021 | 0.021 | 0.021 | 0.021 | 0.021 | 0.021 | 0.021 | 0.021 | 0.021 | 0.021 | 0.021 | 0.021 | 0.021
4a | Hydro Run of River and Reservoir | 0% | 0% | 0.036 | 0.036 | 0.036 | 0.036 | 0.036 | 0.036 | 0.036 | 0.036 | 0.036 | 0.036 | 0.036 | 0.036 | 0.036 | 0.036 | 0.036 | 0.036 | 0.036 | 0.036
4b | Hydro pumping | 0% | 0% | 1.3 | 1.3 | 1.3 | 1.3 | 1.3 | 1.3 | 1.3 | 1.3 | 1.3 | 1.3 | 1.3 | 1.3 | 1.3 | 1.3 | 1.3 | 1.3 | 1.3 | 1.3
5 | Other non-RES (e.g. CHP non-renewable, waste non-renewable) | 0% | 0% | 0.02 | 0.02 | 0.02 | 0.02 | 0.02 | 0.02 | 0.02 | 0.02 | 0.02 | 0.02 | 0.02 | 0.02 | 0.02 | 0.02 | 0.02 | 0.02 | 0.02 | 0.02
6 | Total Net generating capacity (6 = 1+2+3+4a+4b+5) |  |  | 1.773 | 1.773 | 1.773 | 1.773 | 1.773 | 1.773 | 1.773 | 1.773 | 1.773 | 1.773 | 1.773 | 1.773 | 1.773 | 1.773 | 1.773 | 1.773 | 1.773 | 1.773
7 | Maintenance & Overhauls (planned outages) |  |  | 0.306 | 0.206 | 0.206 | 0.206 | 0.206 | 0.206 | 0.206 | 0.206 | 0.206 | 0.206 | 0.206 | 0.206 | 0.206 | 0.206 | 0.206 | 0.306 | 0.306 | 0.206
7a | Nuclear Power |  |  | 0 | 0 | 0 | 0 | 0 | 0 | 0 | 0 | 0 | 0 | 0 | 0 | 0 | 0 | 0 | 0 | 0 | 0
7b | Lignite |  |  | 0 | 0 | 0 | 0 | 0 | 0 | 0 | 0 | 0 | 0 | 0 | 0 | 0 | 0 | 0 | 0 | 0 | 0
7c | Hard Coal |  |  | 0 | 0 | 0 | 0 | 0 | 0 | 0 | 0 | 0 | 0 | 0 | 0 | 0 | 0 | 0 | 0 | 0 | 0
7d | Gas |  |  | 0.01 | 0.01 | 0.01 | 0.01 | 0.01 | 0.01 | 0.01 | 0.01 | 0.01 | 0.01 | 0.01 | 0.01 | 0.01 | 0.01 | 0.01 | 0.01 | 0.01 | 0.01
7e | Oil |  |  | 0 | 0 | 0 | 0 | 0 | 0 | 0 | 0 | 0 | 0 | 0 | 0 | 0 | 0 | 0 | 0 | 0 | 0
7f | Oil Shale |  |  | 0 | 0 | 0 | 0 | 0 | 0 | 0 | 0 | 0 | 0 | 0 | 0 | 0 | 0 | 0 | 0 | 0 | 0
7g | Fossil Peat |  |  | 0 | 0 | 0 | 0 | 0 | 0 | 0 | 0 | 0 | 0 | 0 | 0 | 0 | 0 | 0 | 0 | 0 | 0
7h | Onshore Wind |  |  | 0 | 0 | 0 | 0 | 0 | 0 | 0 | 0 | 0 | 0 | 0 | 0 | 0 | 0 | 0 | 0 | 0 | 0
7i | Offshore Wind |  |  | 0 | 0 | 0 | 0 | 0 | 0 | 0 | 0 | 0 | 0 | 0 | 0 | 0 | 0 | 0 | 0 | 0 | 0
7j | Solar (PV) |  |  | 0 | 0 | 0 | 0 | 0 | 0 | 0 | 0 | 0 | 0 | 0 | 0 | 0 | 0 | 0 | 0 | 0 | 0
7k | Biomass |  |  | 0 | 0 | 0 | 0 | 0 | 0 | 0 | 0 | 0 | 0 | 0 | 0 | 0 | 0 | 0 | 0 | 0 | 0
7l | other RES (apart from hydro, including tidal, wave, geothermal, waste renewable, CSP,…) |  |  | 0 | 0 | 0 | 0 | 0 | 0 | 0 | 0 | 0 | 0 | 0 | 0 | 0 | 0 | 0 | 0 | 0 | 0
7m | Hydro Run of River and Reservoir |  |  | 0 | 0 | 0 | 0 | 0 | 0 | 0 | 0 | 0 | 0 | 0 | 0 | 0 | 0 | 0 | 0 | 0 | 0
7n | Hydro pumping |  |  | 0.296 | 0.196 | 0.196 | 0.196 | 0.196 | 0.196 | 0.196 | 0.196 | 0.196 | 0.196 | 0.196 | 0.196 | 0.196 | 0.196 | 0.196 | 0.296 | 0.296 | 0.196
7o | Other non-RES (incl. not clearly identifiable energy sources) |  |  | 0 | 0 | 0 | 0 | 0 | 0 | 0 | 0 | 0 | 0 | 0 | 0 | 0 | 0 | 0 | 0 | 0 | 0
PART B : DATA FOR NORMAL CONDITIONS
8 | Non-usable capacity at reference point (all power stations including mothballed, authorization & technical & legal constraints, energy source unavailability etc. ) |  |  | 0.33621 | 0.33615 | 0.33497 | 0.33436 | 0.34316 | 0.34227 | 0.34319 | 0.34476 | 0.34705 | 0.34912 | 0.35075 | 0.35169 | 0.35225 | 0.35328 | 0.34362 | 0.34548 | 0.34765 | 0.34814
8a | of which nuclear
8b | of which Lignite
8c | of which Hard Coal
8d | of which Gas |  |  | 0.01 | 0.01 | 0.01 | 0.01 | 0.02 | 0.02 | 0.02 | 0.02 | 0.02 | 0.02 | 0.02 | 0.02 | 0.02 | 0.02 | 0.01 | 0.01 | 0.01 | 0.01
8e | of which Oil
8f | of which Oil Shale
8g | of which Fossil Peat
8h | of which onshore wind |  |  | 0.13733 | 0.13785 | 0.13714 | 0.13693 | 0.13617 | 0.13542 | 0.13629 | 0.13748 | 0.13921 | 0.14032 | 0.14077 | 0.14025 | 0.13885 | 0.13787 | 0.13601 | 0.13512 | 0.13509 | 0.13312
8i | of which offshore wind |  |  | 0 | 0 | 0 | 0 | 0 | 0 | 0 | 0 | 0 | 0 | 0 | 0 | 0 | 0 | 0 | 0 | 0 | 0
8j | of which Solar |  |  | 0.098877 | 0.098298 | 0.097829 | 0.097429 | 0.096984 | 0.096848 | 0.096904 | 0.097286 | 0.097841 | 0.098797 | 0.099978 | 0.10143 | 0.10341 | 0.10541 | 0.10761 | 0.11036 | 0.11255 | 0.11502
8k | of which Biomass
8l | of which other RES (apart from hydro)
8m | Hydro Run of River and Reservoir |  |  | 0.01 | 0.01 | 0.01 | 0.01 | 0.01 | 0.01 | 0.01 | 0.01 | 0.01 | 0.01 | 0.01 | 0.01 | 0.01 | 0.01 | 0.01 | 0.01 | 0.01 | 0.01
8n | Hydro pumping |  |  | 0.08 | 0.08 | 0.08 | 0.08 | 0.08 | 0.08 | 0.08 | 0.08 | 0.08 | 0.08 | 0.08 | 0.08 | 0.08 | 0.08 | 0.08 | 0.08 | 0.08 | 0.08
8o | of which other non-RES (incl. not clearly identifiable energy sources)
9 | Available capacity (9 = 6 - (7 + 8)) |  |  | 1.1308 | 1.2308 | 1.232 | 1.2326 | 1.2238 | 1.2247 | 1.2238 | 1.2222 | 1.22 | 1.2179 | 1.2163 | 1.2153 | 1.2147 | 1.2137 | 1.2234 | 1.1215 | 1.1194 | 1.2189
10 | Outages: average expected value (all power stations) |  |  | 0.007 | 0.007 | 0.007 | 0.007 | 0.0063 | 0.0063 | 0.0063 | 0.0063 | 0.0063 | 0.0063 | 0.0063 | 0.0063 | 0.0063 | 0.0063 | 0.007 | 0.007 | 0.007 | 0.007
11 | System services reserve (one hour ahead of real time)
12 | Reliably available capacity (12 = 9 - (10 + 11)) |  |  | 1.1238 | 1.2238 | 1.225 | 1.2256 | 1.2175 | 1.2184 | 1.2175 | 1.2159 | 1.2137 | 1.2116 | 1.21 | 1.209 | 1.2084 | 1.2074 | 1.2164 | 1.1145 | 1.1124 | 1.2119
13 | Demand at reference point in time |  |  | 0.86448 | 0.85964 | 0.85561 | 0.85237 | 0.84986 | 0.84801 | 0.84675 | 0.84603 | 0.84581 | 0.84608 | 0.84688 | 0.84826 | 0.85032 | 0.85316 | 0.85691 | 0.86164 | 0.86742 | 0.87424
13b | Population average daily (24h) temperature (degrees Celsius) |  |  | 14.6854 | 15.4439 | 16.1259 | 16.7218 | 17.2228 | 17.6212 | 17.9102 | 18.0843 | 18.1391 | 18.0716 | 17.8802 | 17.565 | 17.1275 | 16.5711 | 15.9008 | 15.1238 | 14.249 | 13.2875
14a | Load reduction / demand side response available at reference point in time |  |  | 0 | 0 | 0 | 0 | 0 | 0 | 0 | 0 | 0 | 0 | 0 | 0 | 0 | 0 | 0 | 0 | 0 | 0
14b | Strategic reserves available at reference point in time |  |  |  | 0 | 0 | 0 | 0 | 0 | 0 | 0 | 0 | 0 | 0 | 0 | 0 | 0 | 0 | 0 | 0 | 0
15 | Net weekly load at reference point in time (15 = 13-14a) |  |  | 0.86448 | 0.85964 | 0.85561 | 0.85237 | 0.84986 | 0.84801 | 0.84675 | 0.84603 | 0.84581 | 0.84608 | 0.84688 | 0.84826 | 0.85032 | 0.85316 | 0.85691 | 0.86164 | 0.86742 | 0.87424
16 | Remaining capacity at reference point in time (16 = 12- 15) |  |  | 0.25931 | 0.36421 | 0.36942 | 0.37327 | 0.36769 | 0.37043 | 0.37076 | 0.36991 | 0.36784 | 0.3655 | 0.36308 | 0.36076 | 0.35813 | 0.35426 | 0.35948 | 0.25288 | 0.24494 | 0.33762
B1 | Weekly peak load (unrestricted reference point in time) |  |  | 0.86448 | 0.85964 | 0.85561 | 0.85237 | 0.84986 | 0.84801 | 0.84675 | 0.84603 | 0.84581 | 0.84608 | 0.84688 | 0.84826 | 0.85032 | 0.85316 | 0.85691 | 0.86164 | 0.86742 | 0.87424
B2 | Daily hour of expected weekly peak load (CET for winter, but CEST for last week; CEST for summer) |  |  | 19:00 | 19:00 | 19:00 | 19:00 | 19:00 | 19:00 | 19:00 | 19:00 | 19:00 | 19:00 | 19:00 | 19:00 | 19:00 | 19:00 | 19:00 | 19:00 | 19:00 | 19:00
.
PART C : DATA FOR SEVERE CONDITIONS
17 | Non-usable capacity at reference point (all power stations including mothballed, authorization & technical & legal constraints, energy source unavailability etc. ) |  |  | 0.52323 | 0.523 | 0.52151 | 0.5204 | 0.52029 | 0.51998 | 0.52004 | 0.52 | 0.5198 | 0.52079 | 0.52178 | 0.52379 | 0.52491 | 0.52684 | 0.5288 | 0.53002 | 0.53165 | 0.5326
17a | of which nuclear
17b | of which Lignite
17c | of which Hard Coal
17d | of which Gas |  |  | 0.04 | 0.04 | 0.04 | 0.04 | 0.04 | 0.04 | 0.04 | 0.04 | 0.04 | 0.04 | 0.04 | 0.04 | 0.04 | 0.04 | 0.04 | 0.04 | 0.04 | 0.04
17e | of which Oil
17f | of which Oil Shale
17g | of which Fossil Peat
17h | of which onshore wind |  |  | 0.154 | 0.154 | 0.154 | 0.154 | 0.154 | 0.154 | 0.154 | 0.154 | 0.154 | 0.154 | 0.154 | 0.154 | 0.154 | 0.154 | 0.154 | 0.154 | 0.154 | 0.154
17i | of which offshore wind |  |  | 0 | 0 | 0 | 0 | 0 | 0 | 0 | 0 | 0 | 0 | 0 | 0 | 0 | 0 | 0 | 0 | 0 | 0
17j | of which Solar |  |  | 0.10923 | 0.109 | 0.10751 | 0.1064 | 0.10629 | 0.10598 | 0.10604 | 0.106 | 0.1058 | 0.10679 | 0.10778 | 0.10979 | 0.11091 | 0.11284 | 0.1148 | 0.11602 | 0.11765 | 0.1186
17k | of which Biomass
17l | of which other RES (apart from hydro)
17m | Hydro Run of River and Reservoir |  |  | 0.02 | 0.02 | 0.02 | 0.02 | 0.02 | 0.02 | 0.02 | 0.02 | 0.02 | 0.02 | 0.02 | 0.02 | 0.02 | 0.02 | 0.02 | 0.02 | 0.02 | 0.02
17n | Hydro pumping |  |  | 0.2 | 0.2 | 0.2 | 0.2 | 0.2 | 0.2 | 0.2 | 0.2 | 0.2 | 0.2 | 0.2 | 0.2 | 0.2 | 0.2 | 0.2 | 0.2 | 0.2 | 0.2
17o | of which other non-RES (incl. not clearly identifiable energy sources)
18 | Available capacity (18 = 6 - (7 + 17)) |  |  | 0.94377 | 1.044 | 1.0455 | 1.0466 | 1.0467 | 1.047 | 1.047 | 1.047 | 1.0472 | 1.0462 | 1.0452 | 1.0432 | 1.0421 | 1.0402 | 1.0382 | 0.93698 | 0.93535 | 1.0344
19 | Outages: average expected value (all power stations) under SEVERE conditions |  |  | 0.0049 | 0.0049 | 0.0049 | 0.0049 | 0.0049 | 0.0049 | 0.0049 | 0.0049 | 0.0049 | 0.0049 | 0.0049 | 0.0049 | 0.0049 | 0.0049 | 0.0049 | 0.0049 | 0.0049 | 0.0049
20 | System services reserve (one hour ahead of real time) under SEVERE conditions
21 | Reliably available capacity under SEVERE conditions (21 = 18 - (19 + 20)) |  |  | 0.93887 | 1.0391 | 1.0406 | 1.0417 | 1.0418 | 1.0421 | 1.0421 | 1.0421 | 1.0423 | 1.0413 | 1.0403 | 1.0383 | 1.0372 | 1.0353 | 1.0333 | 0.93208 | 0.93045 | 1.0295
22 | Demand at reference point in time under SEVERE conditions (one in 20 year) |  |  | 0.88177 | 0.87683 | 0.87273 | 0.86942 | 0.86685 | 0.8666 | 0.87113 | 0.87389 | 0.87477 | 0.87369 | 0.87065 | 0.86573 | 0.86732 | 0.87023 | 0.87404 | 0.87887 | 0.88476 | 0.89172
23a | Load reduction / demand side response available at reference point in time under SEVERE conditions |  |  | 0 | 0 | 0 | 0 | 0 | 0 | 0 | 0 | 0 | 0 | 0 | 0 | 0 | 0 | 0 | 0 | 0 | 0
23b | Strategic reserves available at reference point in time under SEVERE conditions |  |  | 0 | 0 | 0 | 0 | 0 | 0 | 0 | 0 | 0 | 0 | 0 | 0 | 0 | 0 | 0 | 0 | 0 | 0
24 | Net weekly peak load for SEVERE conditions (24 = 22-23a) |  |  | 0.88177 | 0.87683 | 0.87273 | 0.86942 | 0.86685 | 0.8666 | 0.87113 | 0.87389 | 0.87477 | 0.87369 | 0.87065 | 0.86573 | 0.86732 | 0.87023 | 0.87404 | 0.87887 | 0.88476 | 0.89172
25 | Remaining capacity for SEVERE conditions (25 = 21-24) |  |  | 0.0571 | 0.16226 | 0.16787 | 0.17229 | 0.17496 | 0.17552 | 0.17093 | 0.16821 | 0.16753 | 0.16762 | 0.16966 | 0.17258 | 0.16986 | 0.16503 | 0.15925 | 0.053211 | 0.045682 | 0.13778
C1 | Weekly peak load under SEVERE conditions (unrestricted reference point in time) |  |  | 0.88177 | 0.87683 | 0.87273 | 0.86942 | 0.86685 | 0.8666 | 0.87113 | 0.87389 | 0.87477 | 0.87369 | 0.87065 | 0.86573 | 0.86732 | 0.87023 | 0.87404 | 0.87887 | 0.88476 | 0.89172
C2 | Daily hour of expected weekly peak load (CET for winter, but CEST for last week; CEST for summer) |  |  | 19:00 | 19:00 | 19:00 | 19:00 | 19:00 | 19:00 | 19:00 | 19:00 | 19:00 | 19:00 | 19:00 | 19:00 | 19:00 | 19:00 | 19:00 | 19:00 | 19:00 | 19:00
PART D: ADDITIONAL INFORMATION FOR INTERCONNECTORS (at synchronous peak)
31 | Simultaneous importable capacity |  | From | 999 | 999 | 999 | 999 | 999 | 999.3 | 999.3 | 999.3 | 999.3 | 999.3 | 999.3 | 999.3 | 999.3 | 999.3 | 999.3 | 999.3 | 999.3 | 999.3
32 | Simultaneous exportable capacity |  | To | 999 | 999 | 999 | 999 | 999 | 999 | 999 | 999 | 999 | 999 | 999 | 999 | 999 | 999.18 | 999.18 | 999 | 999.18 | 999.18
| The off-peak dates are related to Sunday of each week |  |  | 2019-06-02 | 2019-06-09 | 2019-06-16 | 2019-06-23 | 2019-06-30 | 2019-07-07 | 2019-07-14 | 2019-07-21 | 2019-07-28 | 2019-08-04 | 2019-08-11 | 2019-08-18 | 2019-08-25 | 2019-09-01 | 2019-09-08 | 2019-09-15 | 2019-09-22 | 2019-09-29
| WEEK |  |  | 22 | 23 | 24 | 25 | 26 | 27 | 28 | 29 | 30 | 31 | 32 | 33 | 34 | 35 | 36 | 37 | 38 | 39
| Time (CET for winter, but CEST for last week of winter; CEST for summer) |  |  | 5:00 | 5:00 | 5:00 | 5:00 | 5:00 | 5:00 | 5:00 | 5:00 | 5:00 | 5:00 | 5:00 | 5:00 | 5:00 | 5:00 | 5:00 | 5:00 | 5:00 | 5:00
PART E: ADDITIONAL INFORMATION FOR NIGHT MIN DEMAND CONDITIONS
33 | Weekly Minimum Demand (overnight valley minimum) |  |  | 0.7 | 0.7 | 0.7 | 0.65 | 0.65 | 0.6 | 0.6 | 0.6 | 0.6 | 0.6 | 0.6 | 0.6 | 0.6 | 0.6 | 0.6 | 0.65 | 0.7 | 0.7
34 | Must Run Generation (excluding wind/run of river) |  |  | 0.02 | 0.02 | 0.02 | 0.02 | 0.02 | 0.02 | 0.15 | 0.15 | 0.15 | 0.15 | 0.15 | 0.15 | 0.15 | 0.15 | 0.15 | 0.02 | 0.02 | 0.02
35 | Run of river generation (Must Run) |  |  | 0.01 | 0.01 | 0.01 | 0.01 | 0.01 | 0.01 | 0.01 | 0.01 | 0.01 | 0.01 | 0.01 | 0.01 | 0.01 | 0.01 | 0.01 | 0.01 | 0.01 | 0.01
36 | Downward balancing reserves (FCR, FRR) |  |  | 0 | 0 | 0 | 0 | 0 | 0 | 0 | 0 | 0 | 0 | 0 | 0 | 0 | 0 | 0 | 0 | 0 | 0
37 | Pumping Storage Capacity available (Power) |  |  | 0.76 | 0.83 | 0.83 | 0.83 | 0.83 | 0.83 | 0.83 | 0.83 | 0.83 | 0.83 | 0.83 | 0.83 | 0.83 | 0.83 | 0.83 | 0.76 | 0.76 | 0.83
38a | Highest expected onshore wind generation running |  |  | 0.079275 | 0.076268 | 0.071022 | 0.071333 | 0.069931 | 0.068753 | 0.07064 | 0.066311 | 0.06654 | 0.065611 | 0.063884 | 0.064802 | 0.06671 | 0.073735 | 0.078106 | 0.07951 | 0.084798 | 0.094296
38b | Highest expected offshore wind generation running |  |  | 0 | 0 | 0 | 0 | 0 | 0 | 0 | 0 | 0 | 0 | 0 | 0 | 0 | 0 | 0 | 0 | 0 | 0
39 | DOWNWARD REGULATION CAPABILITIES: 39 = (33+37)-(34+35+36+38a+38b)) |  |  | 1.3507 | 1.4237 | 1.429 | 1.3787 | 1.3801 | 1.3312 | 1.1994 | 1.2037 | 1.2035 | 1.2044 | 1.2061 | 1.2052 | 1.2033 | 1.1963 | 1.1919 | 1.3005 | 1.3452 | 1.4057
PART Ebis: ADDITIONAL INFORMATION FOR INTERCONNECTORS
Transportable capacity at night minimum demand conditions (high wind conditions)
40 | Simultaneous importable capacity |  | From | 999 | 999 | 999 | 999 | 999 | 999.3 | 999.3 | 999.3 | 999.3 | 999.3 | 999.3 | 999.3 | 999.3 | 999.3 | 999.3 | 999.3 | 999.3 | 999.3
41 | Simultaneous exportable capacity |  | To | 999 | 999 | 999 | 999 | 999 | 999 | 999 | 999 | 999 | 999 | 999 | 999 | 999 | 999.18 | 999.18 | 999 | 999.18 | 999.18
| Time (CET for winter, but CEST for last week of winter; CEST for summer) |  |  | 11:00 | 11:00 | 11:00 | 11:00 | 11:00 | 11:00 | 11:00 | 11:00 | 11:00 | 11:00 | 11:00 | 11:00 | 11:00 | 11:00 | 11:00 | 11:00 | 11:00 | 11:00
PART F: ADDITIONAL INFORMATION FOR DAYTIME MIN DEMAND CONDITIONS
42 | Weekly Minimum Daytime Demand (Sunday low peak + solar) |  |  | 0.66 | 0.66 | 0.66 | 0.66 | 0.66 | 0.66 | 0.66 | 0.66 | 0.66 | 0.6 | 0.6 | 0.6 | 0.6 | 0.7 | 0.7 | 0.75 | 0.75 | 0.75
43 | Must Run Generation (excluding wind/PV/run of river) |  |  | 0.04 | 0.04 | 0.04 | 0.04 | 0.04 | 0.04 | 0.03 | 0.03 | 0.03 | 0.03 | 0.03 | 0.03 | 0.03 | 0.03 | 0.03 | 0.04 | 0.04 | 0.04
44 | Run of river generation (Must Run) |  |  | 0.01 | 0.01 | 0.01 | 0.01 | 0.01 | 0.01 | 0.01 | 0.01 | 0.01 | 0.01 | 0.01 | 0.01 | 0.01 | 0.01 | 0.01 | 0.01 | 0.01 | 0.01
45 | Downward balancing reserves (FCR, FRR) |  |  | 0 | 0 | 0 | 0 | 0 | 0 | 0 | 0 | 0 | 0 | 0 | 0 | 0 | 0 | 0 | 0 | 0 | 0
46 | Pumping Storage Capacity available (Power) |  |  | 0.76 | 0.83 | 0.83 | 0.83 | 0.83 | 0.83 | 0.83 | 0.83 | 0.83 | 0.83 | 0.83 | 0.83 | 0.83 | 0.83 | 0.83 | 0.76 | 0.76 | 0.83
47a | Highest expected onshore wind generation running |  |  | 0.077537 | 0.076637 | 0.068203 | 0.071511 | 0.070559 | 0.06679 | 0.071365 | 0.063428 | 0.061797 | 0.06234 | 0.061689 | 0.062096 | 0.070287 | 0.078491 | 0.083211 | 0.085131 | 0.092016 | 0.09704
47b | Highest expected offshore wind generation running |  |  | 0 | 0 | 0 | 0 | 0 | 0 | 0 | 0 | 0 | 0 | 0 | 0 | 0 | 0 | 0 | 0 | 0 | 0
48 | Highest expected solar PV running |  |  | 0.048547 | 0.048343 | 0.047912 | 0.04768 | 0.047382 | 0.047174 | 0.046823 | 0.046506 | 0.046212 | 0.045486 | 0.045023 | 0.044363 | 0.043597 | 0.042807 | 0.041644 | 0.040633 | 0.039052 | 0.037709
49 | DOWNWARD REGULATION CAPABILITIES: 49 = (42+46)-(43+44+45+47a+47b+48a+48b) |  |  | 1.2439 | 1.315 | 1.3239 | 1.3208 | 1.3221 | 1.326 | 1.3318 | 1.3401 | 1.342 | 1.2822 | 1.2833 | 1.2835 | 1.2761 | 1.3687 | 1.3651 | 1.3342 | 1.3289 | 1.3953
PART Fbis: ADDITIONAL INFORMATION FOR INTERCONNECTORS
Transportable capacity at daytime minimum demand conditions (high wind and high solar conditions)
50 | Simultaneous importable capacity |  | From | 999 | 999 | 999 | 999 | 999 | 999.3 | 999.3 | 999.3 | 999.3 | 999.3 | 999.3 | 999.3 | 999.3 | 999.3 | 999.3 | 999.3 | 999.3 | 999.3
51 | Simultaneous exportable capacity |  | To | 999 | 999 | 999 | 999 | 999 | 999 | 999 | 999 | 999 | 999 | 999 | 999 | 999 | 999.18 | 999.18 | 999 | 999.18 | 999.18

## LT
Summer Outlook Report 2019
| Power Data (all entries are assumed to be >0) |  |  | Countrycode: |  | LT | [6 empty] | Heating if temperature below: | 15.2712 |  |  |  | Cooling if temperature above: | 20.2712
| (Net values in GW, at a synchronous time every week) |  |  | Countryname: |  | Lithuania | [6 empty] | Heating saturation temperature: | -9 |  |  |  | Cooling saturation temperature: | not detected
[13 empty] | Temperature sensitivity in heating [MW/ ͦC] | -13 |  |  |  | Temperature sensitivity in cooling [MW/ ͦC] | 20.8018
| The peak dates are related to Wednesday of each week |  |  | 2019-05-29 | 2019-06-05 | 2019-06-12 | 2019-06-19 | 2019-06-26 | 2019-07-03 | 2019-07-10 | 2019-07-17 | 2019-07-24 | 2019-07-31 | 2019-08-07 | 2019-08-14 | 2019-08-21 | 2019-08-28 | 2019-09-04 | 2019-09-11 | 2019-09-18 | 2019-09-25
| WEEK |  |  | 22 | 23 | 24 | 25 | 26 | 27 | 28 | 29 | 30 | 31 | 32 | 33 | 34 | 35 | 36 | 37 | 38 | 39
| Time (CET for winter, but CEST last week; CEST for summer) |  |  | 19:00 | 19:00 | 19:00 | 19:00 | 19:00 | 19:00 | 19:00 | 19:00 | 19:00 | 19:00 | 19:00 | 19:00 | 19:00 | 19:00 | 19:00 | 19:00 | 19:00 | 19:00
Line | PART A : INDIGENOUS NATIONAL GENERATION | Severe conditions Average Forced Outage Rate | Normal conditions Average Forced Outage Rate
Net generating capacity:
1 | Nuclear Power | 0% | 0% | 0 | 0 | 0 | 0 | 0 | 0 | 0 | 0 | 0 | 0 | 0 | 0 | 0 | 0 | 0 | 0 | 0 | 0
2 | Fossil Fuels |  |  | 1.6349 | 1.6349 | 1.6349 | 1.6349 | 1.6349 | 1.6349 | 1.6349 | 1.6349 | 1.6349 | 1.6349 | 1.6349 | 1.6349 | 1.6349 | 1.6349 | 1.6349 | 1.6349 | 1.6349 | 1.6349
2a | of which Lignite | 0% | 0% | 0 | 0 | 0 | 0 | 0 | 0 | 0 | 0 | 0 | 0 | 0 | 0 | 0 | 0 | 0 | 0 | 0 | 0
2b | of which Hard Coal | 0% | 0% | 0 | 0 | 0 | 0 | 0 | 0 | 0 | 0 | 0 | 0 | 0 | 0 | 0 | 0 | 0 | 0 | 0 | 0
2c | of which Gas | 0.27% | 0.2429% | 1.6349 | 1.6349 | 1.6349 | 1.6349 | 1.6349 | 1.6349 | 1.6349 | 1.6349 | 1.6349 | 1.6349 | 1.6349 | 1.6349 | 1.6349 | 1.6349 | 1.6349 | 1.6349 | 1.6349 | 1.6349
2d | of which Oil | 0% | 0% | 0 | 0 | 0 | 0 | 0 | 0 | 0 | 0 | 0 | 0 | 0 | 0 | 0 | 0 | 0 | 0 | 0 | 0
2e | of which Oil Shale | 0% | 0% | 0 | 0 | 0 | 0 | 0 | 0 | 0 | 0 | 0 | 0 | 0 | 0 | 0 | 0 | 0 | 0 | 0 | 0
2f | of which Fossil Peat | 0% | 0% | 0 | 0 | 0 | 0 | 0 | 0 | 0 | 0 | 0 | 0 | 0 | 0 | 0 | 0 | 0 | 0 | 0 | 0
3 | Renewable Energy Sources (other than hydro) |  |  | 0.70713 | 0.70713 | 0.70713 | 0.70713 | 0.70713 | 0.70713 | 0.70713 | 0.70713 | 0.70713 | 0.70713 | 0.70713 | 0.70713 | 0.70713 | 0.70713 | 0.70713 | 0.70713 | 0.70713 | 0.70713
3a | of which onshore wind | 7.45% | 6.77% | 0.53264 | 0.53264 | 0.53264 | 0.53264 | 0.53264 | 0.53264 | 0.53264 | 0.53264 | 0.53264 | 0.53264 | 0.53264 | 0.53264 | 0.53264 | 0.53264 | 0.53264 | 0.53264 | 0.53264 | 0.53264
3b | of which offshore wind | 0% | 0% | 0 | 0 | 0 | 0 | 0 | 0 | 0 | 0 | 0 | 0 | 0 | 0 | 0 | 0 | 0 | 0 | 0 | 0
3c | of which Solar (PV) | 0% | 0% | 0.082916 | 0.082916 | 0.082916 | 0.082916 | 0.082916 | 0.082916 | 0.082916 | 0.082916 | 0.082916 | 0.082916 | 0.082916 | 0.082916 | 0.082916 | 0.082916 | 0.082916 | 0.082916 | 0.082916 | 0.082916
3d | of which Biomass | 0.32% | 0.2895% | 0.09157 | 0.09157 | 0.09157 | 0.09157 | 0.09157 | 0.09157 | 0.09157 | 0.09157 | 0.09157 | 0.09157 | 0.09157 | 0.09157 | 0.09157 | 0.09157 | 0.09157 | 0.09157 | 0.09157 | 0.09157
3e | of which other RES (e.g. tidal, wave, geothermal, RES waste, CSP) | 0% | 0% | 0 | 0 | 0 | 0 | 0 | 0 | 0 | 0 | 0 | 0 | 0 | 0 | 0 | 0 | 0 | 0 | 0 | 0
4a | Hydro Run of River and Reservoir | 0.03% | 0.024% | 0.12661 | 0.12661 | 0.12661 | 0.12661 | 0.12661 | 0.12661 | 0.12661 | 0.12661 | 0.12661 | 0.12661 | 0.12661 | 0.12661 | 0.12661 | 0.12661 | 0.12661 | 0.12661 | 0.12661 | 0.12661
4b | Hydro pumping | 0% | 0% | 0.9 | 0.9 | 0.9 | 0.9 | 0.9 | 0.9 | 0.9 | 0.9 | 0.9 | 0.9 | 0.9 | 0.9 | 0.9 | 0.9 | 0.9 | 0.9 | 0.9 | 0.9
5 | Other non-RES (e.g. CHP non-renewable, waste non-renewable) | 0.51% | 0.4585% | 0.052852 | 0.052852 | 0.052852 | 0.052852 | 0.052852 | 0.052852 | 0.052852 | 0.052852 | 0.052852 | 0.052852 | 0.052852 | 0.052852 | 0.052852 | 0.052852 | 0.052852 | 0.052852 | 0.052852 | 0.052852
6 | Total Net generating capacity (6 = 1+2+3+4a+4b+5) |  |  | 3.4215 | 3.4215 | 3.4215 | 3.4215 | 3.4215 | 3.4215 | 3.4215 | 3.4215 | 3.4215 | 3.4215 | 3.4215 | 3.4215 | 3.4215 | 3.4215 | 3.4215 | 3.4215 | 3.4215 | 3.4215
7 | Maintenance & Overhauls (planned outages) |  |  | 0 | 0 | 0 | 0 | 0 | 0.0248 | 0.0248 | 0.0496 | 0.0496 | 0.0496 | 0.0248 | 0.0248 | 0 | 0.0248 | 0.0248 | 0 | 0 | 0
7a | Nuclear Power |  |  | 0 | 0 | 0 | 0 | 0 | 0 | 0 | 0 | 0 | 0 | 0 | 0 | 0 | 0 | 0 | 0 | 0 | 0
7b | Lignite |  |  | 0 | 0 | 0 | 0 | 0 | 0 | 0 | 0 | 0 | 0 | 0 | 0 | 0 | 0 | 0 | 0 | 0 | 0
7c | Hard Coal |  |  | 0 | 0 | 0 | 0 | 0 | 0 | 0 | 0 | 0 | 0 | 0 | 0 | 0 | 0 | 0 | 0 | 0 | 0
7d | Gas |  |  | 0 | 0 | 0 | 0 | 0 | 0 | 0 | 0 | 0 | 0 | 0 | 0 | 0 | 0 | 0 | 0 | 0 | 0
7e | Oil |  |  | 0 | 0 | 0 | 0 | 0 | 0 | 0 | 0 | 0 | 0 | 0 | 0 | 0 | 0 | 0 | 0 | 0 | 0
7f | Oil Shale |  |  | 0 | 0 | 0 | 0 | 0 | 0 | 0 | 0 | 0 | 0 | 0 | 0 | 0 | 0 | 0 | 0 | 0 | 0
7g | Fossil Peat |  |  | 0 | 0 | 0 | 0 | 0 | 0 | 0 | 0 | 0 | 0 | 0 | 0 | 0 | 0 | 0 | 0 | 0 | 0
7h | Onshore Wind |  |  | 0 | 0 | 0 | 0 | 0 | 0 | 0 | 0 | 0 | 0 | 0 | 0 | 0 | 0 | 0 | 0 | 0 | 0
7i | Offshore Wind |  |  | 0 | 0 | 0 | 0 | 0 | 0 | 0 | 0 | 0 | 0 | 0 | 0 | 0 | 0 | 0 | 0 | 0 | 0
7j | Solar (PV) |  |  | 0 | 0 | 0 | 0 | 0 | 0 | 0 | 0 | 0 | 0 | 0 | 0 | 0 | 0 | 0 | 0 | 0 | 0
7k | Biomass |  |  | 0 | 0 | 0 | 0 | 0 | 0 | 0 | 0 | 0 | 0 | 0 | 0 | 0 | 0 | 0 | 0 | 0 | 0
7l | other RES (apart from hydro, including tidal, wave, geothermal, waste renewable, CSP,…) |  |  | 0 | 0 | 0 | 0 | 0 | 0 | 0 | 0 | 0 | 0 | 0 | 0 | 0 | 0 | 0 | 0 | 0 | 0
7m | Hydro Run of River and Reservoir |  |  | 0 | 0 | 0 | 0 | 0 | 0.0248 | 0.0248 | 0.0496 | 0.0496 | 0.0496 | 0.0248 | 0.0248 | 0 | 0.0248 | 0.0248 | 0 | 0 | 0
7n | Hydro pumping |  |  | 0 | 0 | 0 | 0 | 0 | 0 | 0 | 0 | 0 | 0 | 0 | 0 | 0 | 0 | 0 | 0 | 0 | 0
7o | Other non-RES (incl. not clearly identifiable energy sources) |  |  | 0 | 0 | 0 | 0 | 0 | 0 | 0 | 0 | 0 | 0 | 0 | 0 | 0 | 0 | 0 | 0 | 0 | 0
PART B : DATA FOR NORMAL CONDITIONS
8 | Non-usable capacity at reference point (all power stations including mothballed, authorization & technical & legal constraints, energy source unavailability etc. ) |  |  | 1.4651 | 1.4615 | 1.4616 | 1.4612 | 1.4558 | 1.4438 | 1.4437 | 1.4341 | 1.4399 | 1.4383 | 1.4564 | 1.4498 | 1.4587 | 1.4443 | 1.4374 | 1.4477 | 1.4439 | 1.433
8a | of which nuclear |  |  | 0 | 0 | 0 | 0 | 0 | 0 | 0 | 0 | 0 | 0 | 0 | 0 | 0 | 0 | 0 | 0 | 0 | 0
8b | of which Lignite |  |  | 0 | 0 | 0 | 0 | 0 | 0 | 0 | 0 | 0 | 0 | 0 | 0 | 0 | 0 | 0 | 0 | 0 | 0
8c | of which Hard Coal |  |  | 0 | 0 | 0 | 0 | 0 | 0 | 0 | 0 | 0 | 0 | 0 | 0 | 0 | 0 | 0 | 0 | 0 | 0
8d | of which Gas |  |  | 0.843 | 0.843 | 0.843 | 0.843 | 0.843 | 0.843 | 0.843 | 0.843 | 0.843 | 0.843 | 0.843 | 0.843 | 0.843 | 0.843 | 0.843 | 0.843 | 0.843 | 0.843
8e | of which Oil |  |  | 0 | 0 | 0 | 0 | 0 | 0 | 0 | 0 | 0 | 0 | 0 | 0 | 0 | 0 | 0 | 0 | 0 | 0
8f | of which Oil Shale |  |  | 0 | 0 | 0 | 0 | 0 | 0 | 0 | 0 | 0 | 0 | 0 | 0 | 0 | 0 | 0 | 0 | 0 | 0
8g | of which Fossil Peat |  |  | 0 | 0 | 0 | 0 | 0 | 0 | 0 | 0 | 0 | 0 | 0 | 0 | 0 | 0 | 0 | 0 | 0 | 0
8h | of which onshore wind |  |  | 0.47278 | 0.4697 | 0.47024 | 0.47011 | 0.46481 | 0.46705 | 0.46659 | 0.47081 | 0.47593 | 0.47363 | 0.47637 | 0.46859 | 0.46185 | 0.46054 | 0.45238 | 0.4476 | 0.44328 | 0.43223
8i | of which offshore wind |  |  | 0 | 0 | 0 | 0 | 0 | 0 | 0 | 0 | 0 | 0 | 0 | 0 | 0 | 0 | 0 | 0 | 0 | 0
8j | of which Solar |  |  | 0.07445 | 0.07394 | 0.073531 | 0.073204 | 0.073113 | 0.073233 | 0.073534 | 0.074048 | 0.074738 | 0.075455 | 0.076519 | 0.077679 | 0.078984 | 0.080268 | 0.081427 | 0.082267 | 0.082759 | 0.082908
8k | of which Biomass |  |  | 0 | 0 | 0 | 0 | 0 | 0 | 0 | 0 | 0 | 0 | 0 | 0 | 0 | 0 | 0 | 0 | 0 | 0
8l | of which other RES (apart from hydro) |  |  | 0 | 0 | 0 | 0 | 0 | 0 | 0 | 0 | 0 | 0 | 0 | 0 | 0 | 0 | 0 | 0 | 0 | 0
8m | Hydro Run of River and Reservoir |  |  | 0.074878 | 0.074878 | 0.074878 | 0.074878 | 0.074878 | 0.060545 | 0.060545 | 0.046213 | 0.046213 | 0.046213 | 0.060545 | 0.060545 | 0.074878 | 0.060545 | 0.060545 | 0.074878 | 0.074878 | 0.074878
8n | Hydro pumping |  |  | 0 | 0 | 0 | 0 | 0 | 0 | 0 | 0 | 0 | 0 | 0 | 0 | 0 | 0 | 0 | 0 | 0 | 0
8o | of which other non-RES (incl. not clearly identifiable energy sources) |  |  | 0 | 0 | 0 | 0 | 0 | 0 | 0 | 0 | 0 | 0 | 0 | 0 | 0 | 0 | 0 | 0 | 0 | 0
9 | Available capacity (9 = 6 - (7 + 8)) |  |  | 1.9564 | 1.9599 | 1.9598 | 1.9603 | 1.9657 | 1.9528 | 1.953 | 1.9378 | 1.932 | 1.9336 | 1.9402 | 1.9469 | 1.9628 | 1.9523 | 1.9593 | 1.9737 | 1.9776 | 1.9885
10 | Outages: average expected value (all power stations) |  |  | 0.0064956 | 0.0067039 | 0.0066679 | 0.0066766 | 0.0070356 | 0.0068808 | 0.0069122 | 0.0066243 | 0.0062771 | 0.0064329 | 0.0062502 | 0.0067765 | 0.0072354 | 0.0073221 | 0.0078743 | 0.0082006 | 0.0084927 | 0.0092409
11 | System services reserve (one hour ahead of real time) |  |  | 0.92 | 0.92 | 0.92 | 0.92 | 0.92 | 0.92 | 0.92 | 0.92 | 0.92 | 0.92 | 0.92 | 0.92 | 0.92 | 0.92 | 0.92 | 0.92 | 0.92 | 0.92
12 | Reliably available capacity (12 = 9 - (10 + 11)) |  |  | 1.0299 | 1.0332 | 1.0332 | 1.0336 | 1.0386 | 1.026 | 1.0261 | 1.0112 | 1.0057 | 1.0071 | 1.014 | 1.0201 | 1.0355 | 1.025 | 1.0314 | 1.0455 | 1.0491 | 1.0592
13 | Demand at reference point in time |  |  | 1.5141 | 1.4276 | 1.4414 | 1.4632 | 1.4573 | 1.4164 | 1.4585 | 1.5003 | 1.4707 | 1.5359 | 1.4933 | 1.5048 | 1.4482 | 1.4729 | 1.4904 | 1.5176 | 1.5574 | 1.6428
13b | Population average daily (24h) temperature (degrees Celsius) |  |  | 14.5669 | 15.492 | 16.2826 | 16.93 | 17.4274 | 17.7703 | 17.9558 | 17.983 | 17.8531 | 17.569 | 17.1355 | 16.559 | 15.8478 | 15.0117 | 14.0622 | 13.012 | 11.8752 | 10.6672
14a | Load reduction / demand side response available at reference point in time |  |  | 0 | 0 | 0 | 0 | 0 | 0 | 0 | 0 | 0 | 0 | 0 | 0 | 0 | 0 | 0 | 0 | 0 | 0
14b | Strategic reserves available at reference point in time |  |  | 0 | 0 | 0 | 0 | 0 | 0 | 0 | 0 | 0 | 0 | 0 | 0 | 0 | 0 | 0 | 0 | 0 | 0
15 | Net weekly load at reference point in time (15 = 13-14a) |  |  | 1.5141 | 1.4276 | 1.4414 | 1.4632 | 1.4573 | 1.4164 | 1.4585 | 1.5003 | 1.4707 | 1.5359 | 1.4933 | 1.5048 | 1.4482 | 1.4729 | 1.4904 | 1.5176 | 1.5574 | 1.6428
16 | Remaining capacity at reference point in time (16 = 12- 15) |  |  | -0.48422 | -0.39434 | -0.40821 | -0.42961 | -0.41866 | -0.39044 | -0.43238 | -0.4891 | -0.46504 | -0.52875 | -0.47928 | -0.48475 | -0.41266 | -0.4479 | -0.45897 | -0.47205 | -0.5083 | -0.58362
B1 | Weekly peak load (unrestricted reference point in time) |  |  | 1.7196 | 1.657 | 1.6523 | 1.7078 | 1.6578 | 1.6202 | 1.6883 | 1.7012 | 1.7014 | 1.7647 | 1.7447 | 1.6923 | 1.6779 | 1.6717 | 1.6503 | 1.6542 | 1.6985 | 1.7407
B2 | Daily hour of expected weekly peak load (CET for winter, but CEST for last week; CEST for summer) |  |  | 13 | 13 | 13 | 13 | 13 | 13 | 13 | 13 | 13 | 13 | 13 | 13 | 13 | 13 | 13 | 13 | 13 | 9
.
PART C : DATA FOR SEVERE CONDITIONS
17 | Non-usable capacity at reference point (all power stations including mothballed, authorization & technical & legal constraints, energy source unavailability etc. ) |  |  | 1.5258 | 1.525 | 1.5254 | 1.5255 | 1.5254 | 1.5112 | 1.5107 | 1.4966 | 1.4974 | 1.4984 | 1.5139 | 1.5146 | 1.5298 | 1.5165 | 1.5168 | 1.5314 | 1.5316 | 1.5314
17a | of which nuclear |  |  | 0 | 0 | 0 | 0 | 0 | 0 | 0 | 0 | 0 | 0 | 0 | 0 | 0 | 0 | 0 | 0 | 0 | 0
17b | of which Lignite |  |  | 0 | 0 | 0 | 0 | 0 | 0 | 0 | 0 | 0 | 0 | 0 | 0 | 0 | 0 | 0 | 0 | 0 | 0
17c | of which Hard Coal |  |  | 0 | 0 | 0 | 0 | 0 | 0 | 0 | 0 | 0 | 0 | 0 | 0 | 0 | 0 | 0 | 0 | 0 | 0
17d | of which Gas |  |  | 0.843 | 0.843 | 0.843 | 0.843 | 0.843 | 0.843 | 0.843 | 0.843 | 0.843 | 0.843 | 0.843 | 0.843 | 0.843 | 0.843 | 0.843 | 0.843 | 0.843 | 0.843
17e | of which Oil |  |  | 0 | 0 | 0 | 0 | 0 | 0 | 0 | 0 | 0 | 0 | 0 | 0 | 0 | 0 | 0 | 0 | 0 | 0
17f | of which Oil Shale |  |  | 0 | 0 | 0 | 0 | 0 | 0 | 0 | 0 | 0 | 0 | 0 | 0 | 0 | 0 | 0 | 0 | 0 | 0
17g | of which Fossil Peat |  |  | 0 | 0 | 0 | 0 | 0 | 0 | 0 | 0 | 0 | 0 | 0 | 0 | 0 | 0 | 0 | 0 | 0 | 0
17h | of which onshore wind |  |  | 0.53118 | 0.53094 | 0.53138 | 0.53172 | 0.53162 | 0.53169 | 0.5313 | 0.53123 | 0.53132 | 0.53128 | 0.53138 | 0.53085 | 0.53062 | 0.53079 | 0.53052 | 0.53065 | 0.53079 | 0.53064
17i | of which offshore wind |  |  | 0 | 0 | 0 | 0 | 0 | 0 | 0 | 0 | 0 | 0 | 0 | 0 | 0 | 0 | 0 | 0 | 0 | 0
17j | of which Solar |  |  | 0.076702 | 0.076148 | 0.076099 | 0.075942 | 0.075948 | 0.075988 | 0.07581 | 0.076204 | 0.076889 | 0.077884 | 0.07897 | 0.080181 | 0.081309 | 0.082181 | 0.082709 | 0.0829 | 0.082916 | 0.082916
17k | of which Biomass |  |  | 0 | 0 | 0 | 0 | 0 | 0 | 0 | 0 | 0 | 0 | 0 | 0 | 0 | 0 | 0 | 0 | 0 | 0
17l | of which other RES (apart from hydro) |  |  | 0 | 0 | 0 | 0 | 0 | 0 | 0 | 0 | 0 | 0 | 0 | 0 | 0 | 0 | 0 | 0 | 0 | 0
17m | Hydro Run of River and Reservoir |  |  | 0.074878 | 0.074878 | 0.074878 | 0.074878 | 0.074878 | 0.060545 | 0.060545 | 0.046213 | 0.046213 | 0.046213 | 0.060545 | 0.060545 | 0.074878 | 0.060545 | 0.060545 | 0.074878 | 0.074878 | 0.074878
17n | Hydro pumping |  |  | 0 | 0 | 0 | 0 | 0 | 0 | 0 | 0 | 0 | 0 | 0 | 0 | 0 | 0 | 0 | 0 | 0 | 0
17o | of which other non-RES (incl. not clearly identifiable energy sources) |  |  | 0 | 0 | 0 | 0 | 0 | 0 | 0 | 0 | 0 | 0 | 0 | 0 | 0 | 0 | 0 | 0 | 0 | 0
18 | Available capacity (18 = 6 - (7 + 17)) |  |  | 1.8957 | 1.8965 | 1.8961 | 1.8959 | 1.896 | 1.8854 | 1.886 | 1.8752 | 1.8745 | 1.8735 | 1.8828 | 1.8821 | 1.8917 | 1.8801 | 1.8799 | 1.89 | 1.8899 | 1.89
19 | Outages: average expected value (all power stations) under SEVERE conditions |  |  | 0.0028254 | 0.0028429 | 0.00281 | 0.0027851 | 0.0027922 | 0.0027837 | 0.002813 | 0.0028153 | 0.0028087 | 0.0028114 | 0.0028074 | 0.0028469 | 0.0028668 | 0.0028506 | 0.0028713 | 0.0028645 | 0.0028541 | 0.0028655
20 | System services reserve (one hour ahead of real time) under SEVERE conditions |  |  | 0.92 | 0.92 | 0.92 | 0.92 | 0.92 | 0.92 | 0.92 | 0.92 | 0.92 | 0.92 | 0.92 | 0.92 | 0.92 | 0.92 | 0.92 | 0.92 | 0.92 | 0.92
21 | Reliably available capacity under SEVERE conditions (21 = 18 - (19 + 20)) |  |  | 0.97289 | 0.97366 | 0.9733 | 0.97315 | 0.97323 | 0.96266 | 0.9632 | 0.95241 | 0.95164 | 0.95068 | 0.95997 | 0.95925 | 0.9688 | 0.9573 | 0.95703 | 0.96718 | 0.96703 | 0.96717
22 | Demand at reference point in time under SEVERE conditions (one in 20 year) |  |  | 1.5898 | 1.499 | 1.5134 | 1.5364 | 1.5302 | 1.4872 | 1.5314 | 1.5753 | 1.5443 | 1.6127 | 1.5679 | 1.5801 | 1.5206 | 1.5465 | 1.5649 | 1.5935 | 1.6352 | 1.725
23a | Load reduction / demand side response available at reference point in time under SEVERE conditions |  |  | 0 | 0 | 0 | 0 | 0 | 0 | 0 | 0 | 0 | 0 | 0 | 0 | 0 | 0 | 0 | 0 | 0 | 0
23b | Strategic reserves available at reference point in time under SEVERE conditions |  |  | 0 | 0 | 0 | 0 | 0 | 0 | 0 | 0 | 0 | 0 | 0 | 0 | 0 | 0 | 0 | 0 | 0 | 0
24 | Net weekly peak load for SEVERE conditions (24 = 22-23a) |  |  | 1.5898 | 1.499 | 1.5134 | 1.5364 | 1.5302 | 1.4872 | 1.5314 | 1.5753 | 1.5443 | 1.6127 | 1.5679 | 1.5801 | 1.5206 | 1.5465 | 1.5649 | 1.5935 | 1.6352 | 1.725
25 | Remaining capacity for SEVERE conditions (25 = 21-24) |  |  | -0.6169 | -0.5253 | -0.54013 | -0.56323 | -0.55693 | -0.52456 | -0.56819 | -0.62288 | -0.59264 | -0.662 | -0.60795 | -0.62082 | -0.55179 | -0.58925 | -0.6079 | -0.62628 | -0.6682 | -0.7578
C1 | Weekly peak load under SEVERE conditions (unrestricted reference point in time) |  |  | 1.8056 | 1.7399 | 1.7349 | 1.7932 | 1.7407 | 1.7012 | 1.7728 | 1.7863 | 1.7865 | 1.853 | 1.8319 | 1.7769 | 1.7618 | 1.7553 | 1.7329 | 1.7369 | 1.7834 | 1.8277
C2 | Daily hour of expected weekly peak load (CET for winter, but CEST for last week; CEST for summer) |  |  | 13 | 13 | 13 | 13 | 13 | 13 | 13 | 13 | 13 | 13 | 13 | 13 | 13 | 13 | 13 | 13 | 13 | 9
PART D: ADDITIONAL INFORMATION FOR INTERCONNECTORS (at synchronous peak)
31 | Simultaneous importable capacity |  | From | 2.4 | 2.325 | 2.17 | 2.175 | 2.513 | 2.591 | 2.581 | 2.558 | 2.528 | 2.162 | 2.096 | 2.108 | 2.103 | 2.097 | 2.121 | 1.417 | 2.116 | 2.243
32 | Simultaneous exportable capacity |  | To | 3.814 | 3.554 | 3.434 | 3.434 | 3.814 | 3.684 | 3.814 | 3.814 | 3.554 | 3.514 | 3.664 | 3.664 | 3.664 | 3.534 | 3.404 | 2.964 | 3.664 | 3.484
| The off-peak dates are related to Sunday of each week |  |  | 2019-06-02 | 2019-06-09 | 2019-06-16 | 2019-06-23 | 2019-06-30 | 2019-07-07 | 2019-07-14 | 2019-07-21 | 2019-07-28 | 2019-08-04 | 2019-08-11 | 2019-08-18 | 2019-08-25 | 2019-09-01 | 2019-09-08 | 2019-09-15 | 2019-09-22 | 2019-09-29
| WEEK |  |  | 22 | 23 | 24 | 25 | 26 | 27 | 28 | 29 | 30 | 31 | 32 | 33 | 34 | 35 | 36 | 37 | 38 | 39
| Time (CET for winter, but CEST for last week of winter; CEST for summer) |  |  | 5:00 | 5:00 | 5:00 | 5:00 | 5:00 | 5:00 | 5:00 | 5:00 | 5:00 | 5:00 | 5:00 | 5:00 | 5:00 | 5:00 | 5:00 | 5:00 | 5:00 | 5:00
PART E: ADDITIONAL INFORMATION FOR NIGHT MIN DEMAND CONDITIONS
33 | Weekly Minimum Demand (overnight valley minimum) |  |  | 0.90949 | 0.90667 | 0.91777 | 0.92494 | 0.92494 | 0.90743 | 0.92398 | 0.94892 | 0.96629 | 0.99216 | 0.9785 | 0.96686 | 0.96305 | 0.9682 | 0.98777 | 0.98777 | 1.0001 | 1.0073
34 | Must Run Generation (excluding wind/run of river) |  |  | 0.032 | 0.032 | 0.032 | 0.03 | 0.043 | 0.041 | 0.038 | 0.04 | 0.04 | 0.05 | 0.044 | 0.046 | 0.042 | 0.045 | 0.042 | 0.075 | 0.077 | 0.085
35 | Run of river generation (Must Run) |  |  | 0.025 | 0.024 | 0.023 | 0.023 | 0.023 | 0.023 | 0.026 | 0.051 | 0.025 | 0.023 | 0.023 | 0.024 | 0.023 | 0.024 | 0.023 | 0.023 | 0.023 | 0.024
36 | Downward balancing reserves (FCR, FRR) |  |  | 0 | 0 | 0 | 0 | 0 | 0 | 0 | 0 | 0 | 0 | 0 | 0 | 0 | 0 | 0 | 0 | 0 | 0
37 | Pumping Storage Capacity available (Power) |  |  | 0.9 | 0.9 | 0.9 | 0.9 | 0.9 | 0.9 | 0.9 | 0.9 | 0.9 | 0.9 | 0.9 | 0.9 | 0.9 | 0.9 | 0.9 | 0.9 | 0.9 | 0.9
38a | Highest expected onshore wind generation running |  |  | 0.30012 | 0.30172 | 0.29417 | 0.28817 | 0.28886 | 0.27728 | 0.27216 | 0.28193 | 0.28051 | 0.28445 | 0.28639 | 0.29003 | 0.31302 | 0.34882 | 0.36224 | 0.38221 | 0.39591 | 0.40726
38b | Highest expected offshore wind generation running |  |  | 0 | 0 | 0 | 0 | 0 | 0 | 0 | 0 | 0 | 0 | 0 | 0 | 0 | 0 | 0 | 0 | 0 | 0
39 | DOWNWARD REGULATION CAPABILITIES: 39 = (33+37)-(34+35+36+38a+38b)) |  |  | 1.4524 | 1.4489 | 1.4686 | 1.4838 | 1.4701 | 1.4662 | 1.4878 | 1.476 | 1.5208 | 1.5347 | 1.5251 | 1.5068 | 1.485 | 1.4504 | 1.4605 | 1.4076 | 1.4042 | 1.3911
PART Ebis: ADDITIONAL INFORMATION FOR INTERCONNECTORS
Transportable capacity at night minimum demand conditions (high wind conditions)
40 | Simultaneous importable capacity |  | From | 2.645 | 2.65 | 2.298 | 2.648 | 2.655 | 2.716 | 2.768 | 2.658 | 2.655 | 2.532 | 2.247 | 2.23 | 2.229 | 2.27 | 2.265 | 1.555 | 2.406 | 2.373
41 | Simultaneous exportable capacity |  | To | 3.554 | 3.814 | 3.434 | 3.814 | 3.814 | 3.814 | 3.814 | 3.554 | 3.814 | 3.814 | 3.664 | 3.664 | 3.664 | 3.664 | 3.664 | 2.964 | 3.814 | 3.814
| Time (CET for winter, but CEST for last week of winter; CEST for summer) |  |  | 11:00 | 11:00 | 11:00 | 11:00 | 11:00 | 11:00 | 11:00 | 11:00 | 11:00 | 11:00 | 11:00 | 11:00 | 11:00 | 11:00 | 11:00 | 11:00 | 11:00 | 11:00
PART F: ADDITIONAL INFORMATION FOR DAYTIME MIN DEMAND CONDITIONS
42 | Weekly Minimum Daytime Demand (Sunday low peak + solar) |  |  | 1.3112 | 1.3153 | 1.3256 | 1.3328 | 1.3122 | 1.305 | 1.305 | 1.3143 | 1.3421 | 1.3431 | 1.3689 | 1.3709 | 1.3544 | 1.3483 | 1.3843 | 1.3668 | 1.374 | 1.3905
43 | Must Run Generation (excluding wind/PV/run of river) |  |  | 0.041 | 0.033 | 0.032 | 0.029 | 0.041 | 0.046 | 0.047 | 0.04 | 0.055 | 0.06 | 0.042 | 0.046 | 0.04 | 0.042 | 0.04 | 0.074 | 0.077 | 0.083
44 | Run of river generation (Must Run) |  |  | 0.025 | 0.025 | 0.024 | 0.023 | 0.023 | 0.024 | 0.026 | 0.052 | 0.042 | 0.024 | 0.024 | 0.024 | 0.024 | 0.024 | 0.024 | 0.025 | 0.024 | 0.025
45 | Downward balancing reserves (FCR, FRR) |  |  | 0 | 0 | 0 | 0 | 0 | 0 | 0 | 0 | 0 | 0 | 0 | 0 | 0 | 0 | 0 | 0 | 0 | 0
46 | Pumping Storage Capacity available (Power) |  |  | 0.9 | 0.9 | 0.9 | 0.9 | 0.9 | 0.9 | 0.9 | 0.9 | 0.9 | 0.9 | 0.9 | 0.9 | 0.9 | 0.9 | 0.9 | 0.9 | 0.9 | 0.9
47a | Highest expected onshore wind generation running |  |  | 0.32617 | 0.34087 | 0.35171 | 0.34015 | 0.34936 | 0.31329 | 0.30588 | 0.30386 | 0.30059 | 0.31317 | 0.31748 | 0.34092 | 0.37012 | 0.39425 | 0.4095 | 0.42069 | 0.42872 | 0.4362
47b | Highest expected offshore wind generation running |  |  | 0 | 0 | 0 | 0 | 0 | 0 | 0 | 0 | 0 | 0 | 0 | 0 | 0 | 0 | 0 | 0 | 0 | 0
48 | Highest expected solar PV running |  |  | 0.053969 | 0.053886 | 0.053703 | 0.053227 | 0.052709 | 0.05247 | 0.051959 | 0.051417 | 0.05072 | 0.050228 | 0.049382 | 0.048602 | 0.047154 | 0.046195 | 0.044818 | 0.043312 | 0.041902 | 0.04006
49 | DOWNWARD REGULATION CAPABILITIES: 49 = (42+46)-(43+44+45+47a+47b+48a+48b) |  |  | 1.765 | 1.7626 | 1.7642 | 1.7874 | 1.7462 | 1.7692 | 1.7742 | 1.767 | 1.7938 | 1.7957 | 1.836 | 1.8114 | 1.7732 | 1.7418 | 1.766 | 1.7038 | 1.7024 | 1.7062
PART Fbis: ADDITIONAL INFORMATION FOR INTERCONNECTORS
Transportable capacity at daytime minimum demand conditions (high wind and high solar conditions)
50 | Simultaneous importable capacity |  | From | 2.543 | 2.549 | 2.197 | 2.546 | 2.548 | 2.621 | 2.663 | 2.556 | 2.545 | 2.434 | 2.147 | 2.128 | 2.125 | 2.156 | 2.153 | 1.448 | 2.286 | 2.257
51 | Simultaneous exportable capacity |  | To | 3.554 | 3.814 | 3.434 | 3.814 | 3.814 | 3.814 | 3.814 | 3.554 | 3.814 | 3.814 | 3.664 | 3.664 | 3.664 | 3.664 | 3.664 | 2.964 | 3.814 | 3.814

## IE
Summer Outlook Report 2019
| Power Data (all entries are assumed to be >0) |  |  | Countrycode: |  | IE | [6 empty] | Heating if temperature below: | 12.0982 |  |  |  | Cooling if temperature above: | not detected
| (Net values in GW, at a synchronous time every week) |  |  | Countryname: |  | Ireland | [6 empty] | Heating saturation temperature: | -2 |  |  |  | Cooling saturation temperature: | not detected
[13 empty] | Temperature sensitivity in heating [MW/ ͦC] | -73.5 |  |  |  | Temperature sensitivity in cooling [MW/ ͦC] | not detected
| The peak dates are related to Wednesday of each week |  |  | 2019-05-29 | 2019-06-05 | 2019-06-12 | 2019-06-19 | 2019-06-26 | 2019-07-03 | 2019-07-10 | 2019-07-17 | 2019-07-24 | 2019-07-31 | 2019-08-07 | 2019-08-14 | 2019-08-21 | 2019-08-28 | 2019-09-04 | 2019-09-11 | 2019-09-18 | 2019-09-25
| WEEK |  |  | 22 | 23 | 24 | 25 | 26 | 27 | 28 | 29 | 30 | 31 | 32 | 33 | 34 | 35 | 36 | 37 | 38 | 39
| Time (CET for winter, but CEST last week; CEST for summer) |  |  | 19:00 | 19:00 | 19:00 | 19:00 | 19:00 | 19:00 | 19:00 | 19:00 | 19:00 | 19:00 | 19:00 | 19:00 | 19:00 | 19:00 | 19:00 | 19:00 | 19:00 | 19:00
Line | PART A : INDIGENOUS NATIONAL GENERATION | Severe conditions Average Forced Outage Rate | Normal conditions Average Forced Outage Rate
Net generating capacity:
1 | Nuclear Power | 5% | 5% | 0 | 0 | 0 | 0 | 0 | 0 | 0 | 0 | 0 | 0 | 0 | 0 | 0 | 0 | 0 | 0 | 0 | 0
2 | Fossil Fuels |  |  | 5.878 | 5.878 | 5.878 | 5.878 | 5.878 | 5.878 | 5.878 | 5.878 | 5.878 | 5.878 | 5.878 | 5.878 | 5.878 | 5.878 | 5.878 | 5.878 | 5.878 | 5.878
2a | of which Lignite | 8% | 8% | 0 | 0 | 0 | 0 | 0 | 0 | 0 | 0 | 0 | 0 | 0 | 0 | 0 | 0 | 0 | 0 | 0 | 0
2b | of which Hard Coal | 8% | 8% | 0.855 | 0.855 | 0.855 | 0.855 | 0.855 | 0.855 | 0.855 | 0.855 | 0.855 | 0.855 | 0.855 | 0.855 | 0.855 | 0.855 | 0.855 | 0.855 | 0.855 | 0.855
2c | of which Gas | 8% | 8% | 3.879 | 3.879 | 3.879 | 3.879 | 3.879 | 3.879 | 3.879 | 3.879 | 3.879 | 3.879 | 3.879 | 3.879 | 3.879 | 3.879 | 3.879 | 3.879 | 3.879 | 3.879
2d | of which Oil | 8% | 8% | 0.916 | 0.916 | 0.916 | 0.916 | 0.916 | 0.916 | 0.916 | 0.916 | 0.916 | 0.916 | 0.916 | 0.916 | 0.916 | 0.916 | 0.916 | 0.916 | 0.916 | 0.916
2e | of which Oil Shale | 8.75% | 8.75% | 0 | 0 | 0 | 0 | 0 | 0 | 0 | 0 | 0 | 0 | 0 | 0 | 0 | 0 | 0 | 0 | 0 | 0
2f | of which Fossil Peat | 8.75% | 8.75% | 0.228 | 0.228 | 0.228 | 0.228 | 0.228 | 0.228 | 0.228 | 0.228 | 0.228 | 0.228 | 0.228 | 0.228 | 0.228 | 0.228 | 0.228 | 0.228 | 0.228 | 0.228
3 | Renewable Energy Sources (other than hydro) |  |  | 3.6995 | 3.6995 | 3.6995 | 3.6995 | 3.6995 | 3.6995 | 3.6995 | 3.6995 | 3.6995 | 3.6995 | 3.6995 | 3.6995 | 3.6995 | 3.6995 | 3.6995 | 3.6995 | 3.6995 | 3.6995
3a | of which onshore wind | 0% | 0% | 3.424 | 3.424 | 3.424 | 3.424 | 3.424 | 3.424 | 3.424 | 3.424 | 3.424 | 3.424 | 3.424 | 3.424 | 3.424 | 3.424 | 3.424 | 3.424 | 3.424 | 3.424
3b | of which offshore wind | 0% | 0% | 0.025 | 0.025 | 0.025 | 0.025 | 0.025 | 0.025 | 0.025 | 0.025 | 0.025 | 0.025 | 0.025 | 0.025 | 0.025 | 0.025 | 0.025 | 0.025 | 0.025 | 0.025
3c | of which Solar (PV) | 0% | 0% | 0.0005 | 0.0005 | 0.0005 | 0.0005 | 0.0005 | 0.0005 | 0.0005 | 0.0005 | 0.0005 | 0.0005 | 0.0005 | 0.0005 | 0.0005 | 0.0005 | 0.0005 | 0.0005 | 0.0005 | 0.0005
3d | of which Biomass | 0% | 0% | 0 | 0 | 0 | 0 | 0 | 0 | 0 | 0 | 0 | 0 | 0 | 0 | 0 | 0 | 0 | 0 | 0 | 0
3e | of which other RES (e.g. tidal, wave, geothermal, RES waste, CSP) | 0% | 0% | 0.25 | 0.25 | 0.25 | 0.25 | 0.25 | 0.25 | 0.25 | 0.25 | 0.25 | 0.25 | 0.25 | 0.25 | 0.25 | 0.25 | 0.25 | 0.25 | 0.25 | 0.25
4a | Hydro Run of River and Reservoir | 0% | 0% | 0.215 | 0.215 | 0.215 | 0.215 | 0.215 | 0.215 | 0.215 | 0.215 | 0.215 | 0.215 | 0.215 | 0.215 | 0.215 | 0.215 | 0.215 | 0.215 | 0.215 | 0.215
4b | Hydro pumping | 0% | 0% | 0.292 | 0.292 | 0.292 | 0.292 | 0.292 | 0.292 | 0.292 | 0.292 | 0.292 | 0.292 | 0.292 | 0.292 | 0.292 | 0.292 | 0.292 | 0.292 | 0.292 | 0.292
5 | Other non-RES (e.g. CHP non-renewable, waste non-renewable) | 0% | 0% | 0.12 | 0.12 | 0.12 | 0.12 | 0.12 | 0.12 | 0.12 | 0.12 | 0.12 | 0.12 | 0.12 | 0.12 | 0.12 | 0.12 | 0.12 | 0.12 | 0.12 | 0.12
6 | Total Net generating capacity (6 = 1+2+3+4a+4b+5) |  |  | 10.2045 | 10.2045 | 10.2045 | 10.2045 | 10.2045 | 10.2045 | 10.2045 | 10.2045 | 10.2045 | 10.2045 | 10.2045 | 10.2045 | 10.2045 | 10.2045 | 10.2045 | 10.2045 | 10.2045 | 10.2045
7 | Maintenance & Overhauls (planned outages) |  |  | 0.29 | 0.54 | 0.408 | 0.208 | 0.493 | 0.393 | 0.303 | 0.303 | 0.562 | 1.315 | 1.293 | 1.03 | 0.627 | 0.431 | 0.899 | 0.754 | 1.054 | 0.669
7a | Nuclear Power
7b | Lignite
7c | Hard Coal |  |  | 2019-06-26: 0.285; 2019-07-31: 0.285; 2019-08-07: 0.285; 2019-08-14: 0.57; 2019-08-21: 0.285
7d | Gas | [7 empty] | 0.185 | 0.185 | 0.185 | 0.444 | 0.912 | 0.786 | 0.342 | 0.342 | 0.431 | 0.899 | 0.754 | 1.054 | 0.669
7e | Oil |  |  | 2019-06-05: 0.25; 2019-08-07: 0.104
7f | Oil Shale
7g | Fossil Peat |  |  | 2019-06-19: 0.09; 2019-06-26: 0.09; 2019-07-03: 0.09
7h | Onshore Wind
7i | Offshore Wind
7j | Solar (PV)
7k | Biomass
7l | other RES (apart from hydro, including tidal, wave, geothermal, waste renewable, CSP,…)
7m | Hydro Run of River and Reservoir
7n | Hydro pumping |  |  | 2019-05-29: 0.29; 2019-06-05: 0.29; 2019-06-12: 0.29
7o | Other non-RES (incl. not clearly identifiable energy sources) |  |  | 2019-06-12: 0.118; 2019-06-19: 0.118; 2019-06-26: 0.118; 2019-07-03: 0.118; 2019-07-10: 0.118; 2019-07-17: 0.118; 2019-07-24: 0.118; 2019-07-31: 0.118; 2019-08-07: 0.118; 2019-08-14: 0.118
PART B : DATA FOR NORMAL CONDITIONS
8 | Non-usable capacity at reference point (all power stations including mothballed, authorization & technical & legal constraints, energy source unavailability etc. ) |  |  | 2.9551 | 2.98 | 2.9835 | 2.9319 | 2.9363 | 2.9397 | 2.9741 | 3.0048 | 3.0398 | 3.0078 | 2.9627 | 2.9575 | 2.9518 | 2.9472 | 2.9637 | 2.9663 | 2.9189 | 2.8721
8a | of which nuclear
8b | of which Lignite
8c | of which Hard Coal
8d | of which Gas |  |  | 0.2 | 0.2 | 0.2 | 0.2 | 0.2 | 0.2 | 0.2 | 0.2 | 0.2 | 0.2 | 0.2 | 0.2 | 0.2 | 0.2 | 0.2 | 0.2 | 0.2 | 0.2
8e | of which Oil
8f | of which Oil Shale
8g | of which Fossil Peat
8h | of which onshore wind |  |  | 2.7352 | 2.7597 | 2.7631 | 2.712 | 2.716 | 2.7195 | 2.7535 | 2.784 | 2.8189 | 2.7873 | 2.7424 | 2.7374 | 2.7319 | 2.7271 | 2.7435 | 2.7463 | 2.6993 | 2.6531
8i | of which offshore wind |  |  | 0.019584 | 0.019979 | 0.020019 | 0.019621 | 0.019947 | 0.019879 | 0.020201 | 0.020434 | 0.020565 | 0.02012 | 0.01986 | 0.019689 | 0.019572 | 0.0197 | 0.019738 | 0.019629 | 0.019216 | 0.018617
8j | of which Solar |  |  | 0.00035453 | 0.00035029 | 0.00034749 | 0.00034609 | 0.00034547 | 0.00034511 | 0.00034626 | 0.00034732 | 0.00034996 | 0.00035257 | 0.00035791 | 0.00036362 | 0.00036994 | 0.00037923 | 0.00038899 | 0.00040007 | 0.00041577 | 0.00043046
8k | of which Biomass
8l | of which other RES (apart from hydro)
8m | Hydro Run of River and Reservoir
8n | Hydro pumping
8o | of which other non-RES (incl. not clearly identifiable energy sources)
9 | Available capacity (9 = 6 - (7 + 8)) |  |  | 6.9594 | 6.6845 | 6.813 | 7.0646 | 6.7752 | 6.8718 | 6.9274 | 6.8967 | 6.6027 | 5.8817 | 5.9488 | 6.217 | 6.6257 | 6.8263 | 6.3418 | 6.4842 | 6.2316 | 6.6634
10 | Outages: average expected value (all power stations) |  |  | 0.45595 | 0.43595 | 0.45595 | 0.44808 | 0.42528 | 0.43328 | 0.44115 | 0.44115 | 0.42043 | 0.36019 | 0.36195 | 0.38299 | 0.40579 | 0.42147 | 0.38403 | 0.39563 | 0.37163 | 0.40243
11 | System services reserve (one hour ahead of real time) |  |  | 0.5 | 0.5 | 0.5 | 0.5 | 0.5 | 0.5 | 0.5 | 0.5 | 0.5 | 0.5 | 0.5 | 0.5 | 0.5 | 0.5 | 0.5 | 0.5 | 0.5 | 0.5
12 | Reliably available capacity (12 = 9 - (10 + 11)) |  |  | 6.0034 | 5.7486 | 5.8571 | 6.1165 | 5.8499 | 5.9385 | 5.9863 | 5.9556 | 5.6822 | 5.0215 | 5.0869 | 5.334 | 5.7199 | 5.9048 | 5.4578 | 5.5886 | 5.36 | 5.761
13 | Demand at reference point in time |  |  | 3.8962 | 3.854 | 3.8144 | 3.7779 | 3.7451 | 3.7166 | 3.6928 | 3.6742 | 3.6612 | 3.6541 | 3.653 | 3.6581 | 3.6692 | 3.6862 | 3.7087 | 3.7363 | 3.7685 | 3.8048
13b | Population average daily (24h) temperature (degrees Celsius) |  |  | 11.7047 | 12.283 | 12.8285 | 13.3315 | 13.783 | 14.1751 | 14.5009 | 14.7543 | 14.9309 | 15.0272 | 15.0413 | 14.9724 | 14.8214 | 14.5905 | 14.2832 | 13.9046 | 13.4609 | 12.9598
14a | Load reduction / demand side response available at reference point in time |  |  | 0.4 | 0.4 | 0.4 | 0.4 | 0.4 | 0.4 | 0.4 | 0.4 | 0.4 | 0.4 | 0.4 | 0.4 | 0.4 | 0.4 | 0.4 | 0.4 | 0.4 | 0.4
14b | Strategic reserves available at reference point in time |  |  | 0.04 | 0.04 | 0.04 | 0.04 | 0.04 | 0.04 | 0.04 | 0.04 | 0.04 | 0.04 | 0.04 | 0.04 | 0.04 | 0.04 | 0.04 | 0.04 | 0.04 | 0.04
15 | Net weekly load at reference point in time (15 = 13-14a) |  |  | 3.4962 | 3.454 | 3.4144 | 3.3779 | 3.3451 | 3.3166 | 3.2928 | 3.2742 | 3.2612 | 3.2541 | 3.253 | 3.2581 | 3.2692 | 3.2862 | 3.3087 | 3.3363 | 3.3685 | 3.4048
16 | Remaining capacity at reference point in time (16 = 12- 15) |  |  | 2.5072 | 2.2946 | 2.4427 | 2.7386 | 2.5048 | 2.6219 | 2.6935 | 2.6814 | 2.4211 | 1.7675 | 1.8339 | 2.0759 | 2.4506 | 2.6186 | 2.1491 | 2.2523 | 1.9915 | 2.3561
B1 | Weekly peak load (unrestricted reference point in time) |  |  | 3.8962 | 3.854 | 3.8144 | 3.7779 | 3.7451 | 3.7166 | 3.6928 | 3.6742 | 3.6612 | 3.6541 | 3.653 | 3.6581 | 3.6692 | 3.6862 | 3.7087 | 3.7363 | 3.7685 | 3.8048
B2 | Daily hour of expected weekly peak load (CET for winter, but CEST for last week; CEST for summer) |  |  | 19:00 | 19:00 | 19:00 | 19:00 | 19:00 | 19:00 | 19:00 | 19:00 | 19:00 | 19:00 | 19:00 | 19:00 | 19:00 | 19:00 | 19:00 | 19:00 | 19:00 | 19:00
.
PART C : DATA FOR SEVERE CONDITIONS
17 | Non-usable capacity at reference point (all power stations including mothballed, authorization & technical & legal constraints, energy source unavailability etc. ) |  |  | 3.5628 | 3.5634 | 3.5641 | 3.5583 | 3.5575 | 3.5692 | 3.5688 | 3.5727 | 3.5729 | 3.5721 | 3.5762 | 3.5781 | 3.5894 | 3.5934 | 3.5919 | 3.591 | 3.5907 | 3.5775
17a | of which nuclear
17b | of which Lignite
17c | of which Hard Coal
17d | of which Gas |  |  | 0.2 | 0.2 | 0.2 | 0.2 | 0.2 | 0.2 | 0.2 | 0.2 | 0.2 | 0.2 | 0.2 | 0.2 | 0.2 | 0.2 | 0.2 | 0.2 | 0.2 | 0.2
17e | of which Oil
17f | of which Oil Shale
17g | of which Fossil Peat
17h | of which onshore wind |  |  | 3.3376 | 3.3382 | 3.3389 | 3.3331 | 3.3323 | 3.3439 | 3.3436 | 3.3475 | 3.3477 | 3.3469 | 3.351 | 3.3528 | 3.3641 | 3.3681 | 3.3666 | 3.3656 | 3.3654 | 3.3523
17i | of which offshore wind |  |  | 0.02482 | 0.024825 | 0.024823 | 0.024798 | 0.024781 | 0.024798 | 0.024798 | 0.02479 | 0.024808 | 0.024798 | 0.024809 | 0.024829 | 0.024843 | 0.024865 | 0.024862 | 0.024848 | 0.024839 | 0.024787
17j | of which Solar |  |  | 0.00041909 | 0.00041674 | 0.00041728 | 0.00041626 | 0.00041777 | 0.0004175 | 0.0004133 | 0.00041686 | 0.00041711 | 0.00041896 | 0.00042445 | 0.00043248 | 0.00043445 | 0.00044257 | 0.0004517 | 0.00045755 | 0.00046717 | 0.00047478
17k | of which Biomass
17l | of which other RES (apart from hydro)
17m | Hydro Run of River and Reservoir
17n | Hydro pumping
17o | of which other non-RES (incl. not clearly identifiable energy sources)
18 | Available capacity (18 = 6 - (7 + 17)) |  |  | 6.3517 | 6.1011 | 6.2324 | 6.4382 | 6.154 | 6.2423 | 6.3327 | 6.3288 | 6.0696 | 5.3174 | 5.3353 | 5.5964 | 5.9881 | 6.1801 | 5.7136 | 5.8595 | 5.5598 | 5.958
19 | Outages: average expected value (all power stations) under SEVERE conditions |  |  | 0.45595 | 0.43595 | 0.45595 | 0.44808 | 0.42528 | 0.43328 | 0.44115 | 0.44115 | 0.42043 | 0.36019 | 0.36195 | 0.38299 | 0.40579 | 0.42147 | 0.38403 | 0.39563 | 0.37163 | 0.40243
20 | System services reserve (one hour ahead of real time) under SEVERE conditions |  |  | 0.5 | 0.5 | 0.5 | 0.5 | 0.5 | 0.5 | 0.5 | 0.5 | 0.5 | 0.5 | 0.5 | 0.5 | 0.5 | 0.5 | 0.5 | 0.5 | 0.5 | 0.5
21 | Reliably available capacity under SEVERE conditions (21 = 18 - (19 + 20)) |  |  | 5.3957 | 5.1651 | 5.2764 | 5.4901 | 5.2287 | 5.3091 | 5.3915 | 5.3876 | 5.1492 | 4.4572 | 4.4733 | 4.7134 | 5.0823 | 5.2586 | 4.8295 | 4.9639 | 4.6881 | 5.0555
22 | Demand at reference point in time under SEVERE conditions (one in 20 year) |  |  | 3.9741 | 3.9311 | 3.8906 | 3.8534 | 3.82 | 3.7909 | 3.7666 | 3.7477 | 3.7344 | 3.7271 | 3.7261 | 3.7313 | 3.7426 | 3.7599 | 3.7829 | 3.811 | 3.8439 | 3.8809
23a | Load reduction / demand side response available at reference point in time under SEVERE conditions |  |  | 0.4 | 0.4 | 0.4 | 0.4 | 0.4 | 0.4 | 0.4 | 0.4 | 0.4 | 0.4 | 0.4 | 0.4 | 0.4 | 0.4 | 0.4 | 0.4 | 0.4 | 0.4
23b | Strategic reserves available at reference point in time under SEVERE conditions |  |  | 0.04 | 0.04 | 0.04 | 0.04 | 0.04 | 0.04 | 0.04 | 0.04 | 0.04 | 0.04 | 0.04 | 0.04 | 0.04 | 0.04 | 0.04 | 0.04 | 0.04 | 0.04
24 | Net weekly peak load for SEVERE conditions (24 = 22-23a) |  |  | 3.5741 | 3.5311 | 3.4906 | 3.4534 | 3.42 | 3.3909 | 3.3666 | 3.3477 | 3.3344 | 3.3271 | 3.3261 | 3.3313 | 3.3426 | 3.3599 | 3.3829 | 3.411 | 3.4439 | 3.4809
25 | Remaining capacity for SEVERE conditions (25 = 21-24) |  |  | 1.8216 | 1.6341 | 1.7858 | 2.0367 | 1.8087 | 1.9182 | 2.0249 | 2.04 | 1.8148 | 1.13 | 1.1472 | 1.3822 | 1.7397 | 1.8987 | 1.4467 | 1.5529 | 1.2443 | 1.5746
C1 | Weekly peak load under SEVERE conditions (unrestricted reference point in time) |  |  | 3.9741 | 3.9311 | 3.8906 | 3.8534 | 3.82 | 3.7909 | 3.7666 | 3.7477 | 3.7344 | 3.7271 | 3.7261 | 3.7313 | 3.7426 | 3.7599 | 3.7829 | 3.811 | 3.8439 | 3.8809
C2 | Daily hour of expected weekly peak load (CET for winter, but CEST for last week; CEST for summer) |  |  | 19:00 | 19:00 | 19:00 | 19:00 | 19:00 | 19:00 | 19:00 | 19:00 | 19:00 | 19:00 | 19:00 | 19:00 | 19:00 | 19:00 | 19:00 | 19:00 | 19:00 | 19:00
PART D: ADDITIONAL INFORMATION FOR INTERCONNECTORS (at synchronous peak)
31 | Simultaneous importable capacity |  | From | 0.7 | 0.7 | 0.7 | 0.7 | 0.7 | 0.7 | 0.7 | 0.7 | 0.7 | 0.7 | 0.7 | 0.7 | 0.7 | 0.7 | 0.7 | 0.7 | 0.7 | 0.7
32 | Simultaneous exportable capacity |  | To | 0.73 | 0.73 | 0.73 | 0.73 | 0.73 | 0.73 | 0.73 | 0.73 | 0.73 | 0.73 | 0.73 | 0.73 | 0.73 | 0.73 | 0.73 | 0.73 | 0.73 | 0.73
| The off-peak dates are related to Sunday of each week |  |  | 2019-06-02 | 2019-06-09 | 2019-06-16 | 2019-06-23 | 2019-06-30 | 2019-07-07 | 2019-07-14 | 2019-07-21 | 2019-07-28 | 2019-08-04 | 2019-08-11 | 2019-08-18 | 2019-08-25 | 2019-09-01 | 2019-09-08 | 2019-09-15 | 2019-09-22 | 2019-09-29
| WEEK |  |  | 22 | 23 | 24 | 25 | 26 | 27 | 28 | 29 | 30 | 31 | 32 | 33 | 34 | 35 | 36 | 37 | 38 | 39
| Time (CET for winter, but CEST for last week of winter; CEST for summer) |  |  | 5:00 | 5:00 | 5:00 | 5:00 | 5:00 | 5:00 | 5:00 | 5:00 | 5:00 | 5:00 | 5:00 | 5:00 | 5:00 | 5:00 | 5:00 | 5:00 | 5:00 | 5:00
PART E: ADDITIONAL INFORMATION FOR NIGHT MIN DEMAND CONDITIONS
33 | Weekly Minimum Demand (overnight valley minimum) |  |  | 2.1 | 2.1 | 2.1 | 2.1 | 2.1 | 2.1 | 2.1 | 2.1 | 2.1 | 2.1 | 2.1 | 2.1 | 2.1 | 2.1 | 2.1 | 2.1 | 2.1 | 2.1
34 | Must Run Generation (excluding wind/run of river) |  |  | 0.9 | 0.9 | 0.9 | 0.9 | 0.9 | 0.9 | 0.9 | 0.9 | 0.9 | 0.9 | 0.9 | 0.9 | 0.9 | 0.9 | 0.9 | 0.9 | 0.9 | 0.9
35 | Run of river generation (Must Run) |  |  | 0 | 0 | 0 | 0 | 0 | 0 | 0 | 0 | 0 | 0 | 0 | 0 | 0 | 0 | 0 | 0 | 0 | 0
36 | Downward balancing reserves (FCR, FRR) |  |  | 0.1 | 0.1 | 0.1 | 0.1 | 0.1 | 0.1 | 0.1 | 0.1 | 0.1 | 0.1 | 0.1 | 0.1 | 0.1 | 0.1 | 0.1 | 0.1 | 0.1 | 0.1
37 | Pumping Storage Capacity available (Power) |  |  | 0.29 | 0.29 | 0.29 | 0.29 | 0.29 | 0.29 | 0.29 | 0.29 | 0.29 | 0.29 | 0.29 | 0.29 | 0.29 | 0.29 | 0.29 | 0.29 | 0.29 | 0.29
38a | Highest expected onshore wind generation running |  |  | 2.0036 | 1.743 | 1.7054 | 1.7011 | 1.6625 | 1.6398 | 1.6731 | 1.7201 | 1.7442 | 1.7687 | 1.8764 | 1.9521 | 2.0775 | 2.354 | 2.4959 | 2.5487 | 2.7753 | 2.7822
38b | Highest expected offshore wind generation running |  |  | 0.021884 | 0.021075 | 0.020948 | 0.020684 | 0.020445 | 0.020162 | 0.019897 | 0.020454 | 0.020435 | 0.020773 | 0.021107 | 0.021324 | 0.021838 | 0.022611 | 0.023007 | 0.023053 | 0.023302 | 0.023269
39 | DOWNWARD REGULATION CAPABILITIES: 39 = (33+37)-(34+35+36+38a+38b)) |  |  | -0.63548 | -0.37412 | -0.3363 | -0.33178 | -0.29292 | -0.26997 | -0.30302 | -0.35056 | -0.37463 | -0.39944 | -0.50756 | -0.58343 | -0.70929 | -0.98662 | -1.129 | -1.1818 | -1.4086 | -1.4154
PART Ebis: ADDITIONAL INFORMATION FOR INTERCONNECTORS
Transportable capacity at night minimum demand conditions (high wind conditions)
40 | Simultaneous importable capacity |  | From | 0.7 | 0.7 | 0.7 | 0.7 | 0.7 | 0.7 | 0.7 | 0.7 | 0.7 | 0.7 | 0.7 | 0.7 | 0.7 | 0.7 | 0.7 | 0.7 | 0.7 | 0.7
41 | Simultaneous exportable capacity |  | To | 0.73 | 0.73 | 0.73 | 0.73 | 0.73 | 0.73 | 0.73 | 0.73 | 0.73 | 0.73 | 0.73 | 0.73 | 0.73 | 0.73 | 0.73 | 0.73 | 0.73 | 0.73
| Time (CET for winter, but CEST for last week of winter; CEST for summer) |  |  | 11:00 | 11:00 | 11:00 | 11:00 | 11:00 | 11:00 | 11:00 | 11:00 | 11:00 | 11:00 | 11:00 | 11:00 | 11:00 | 11:00 | 11:00 | 11:00 | 11:00 | 11:00
PART F: ADDITIONAL INFORMATION FOR DAYTIME MIN DEMAND CONDITIONS
42 | Weekly Minimum Daytime Demand (Sunday low peak + solar) |  |  | 2.9 | 2.9 | 2.9 | 2.9 | 2.9 | 2.9 | 2.9 | 2.9 | 2.9 | 2.9 | 2.9 | 2.9 | 2.9 | 2.9 | 2.9 | 2.9 | 2.9 | 2.9
43 | Must Run Generation (excluding wind/PV/run of river) |  |  | 0.9 | 0.9 | 0.9 | 0.9 | 0.9 | 0.9 | 0.9 | 0.9 | 0.9 | 0.9 | 0.9 | 0.9 | 0.9 | 0.9 | 0.9 | 0.9 | 0.9 | 0.9
44 | Run of river generation (Must Run) |  |  | 0 | 0 | 0 | 0 | 0 | 0 | 0 | 0 | 0 | 0 | 0 | 0 | 0 | 0 | 0 | 0 | 0 | 0
45 | Downward balancing reserves (FCR, FRR) |  |  | 0.1 | 0.1 | 0.1 | 0.1 | 0.1 | 0.1 | 0.1 | 0.1 | 0.1 | 0.1 | 0.1 | 0.1 | 0.1 | 0.1 | 0.1 | 0.1 | 0.1 | 0.1
46 | Pumping Storage Capacity available (Power) |  |  | 0.29 | 0.29 | 0.29 | 0.29 | 0.29 | 0.29 | 0.29 | 0.29 | 0.29 | 0.29 | 0.29 | 0.29 | 0.29 | 0.29 | 0.29 | 0.29 | 0.29 | 0.29
47a | Highest expected onshore wind generation running |  |  | 2.3167 | 2.0994 | 2.0496 | 1.9696 | 1.9141 | 1.8917 | 1.9433 | 1.9569 | 1.9829 | 1.9812 | 2.0429 | 2.0834 | 2.2194 | 2.5598 | 2.6738 | 2.7565 | 2.8952 | 2.8706
47b | Highest expected offshore wind generation running |  |  | 0.022576 | 0.021768 | 0.021563 | 0.021057 | 0.020787 | 0.02091 | 0.020934 | 0.020956 | 0.020997 | 0.021141 | 0.021538 | 0.022065 | 0.022422 | 0.023004 | 0.023082 | 0.023205 | 0.023452 | 0.023396
48 | Highest expected solar PV running |  |  | 0.00017969 | 0.00017944 | 0.00017837 | 0.00017614 | 0.00017354 | 0.0001698 | 0.0001661 | 0.00016434 | 0.00016098 | 0.00015665 | 0.0001533 | 0.00015028 | 0.0001443 | 0.00013826 | 0.00013463 | 0.00012865 | 0.00012059 | 0.00011162
49 | DOWNWARD REGULATION CAPABILITIES: 49 = (42+46)-(43+44+45+47a+47b+48a+48b) |  |  | -0.14949 | 0.068671 | 0.11868 | 0.19913 | 0.25491 | 0.27726 | 0.2256 | 0.21198 | 0.18595 | 0.18754 | 0.12537 | 0.084403 | -0.051923 | -0.39298 | -0.50701 | -0.58988 | -0.72873 | -0.70406
PART Fbis: ADDITIONAL INFORMATION FOR INTERCONNECTORS
Transportable capacity at daytime minimum demand conditions (high wind and high solar conditions)
50 | Simultaneous importable capacity |  | From | 0.7 | 0.7 | 0.7 | 0.7 | 0.7 | 0.7 | 0.7 | 0.7 | 0.7 | 0.7 | 0.7 | 0.7 | 0.7 | 0.7 | 0.7 | 0.7 | 0.7 | 0.7
51 | Simultaneous exportable capacity |  | To | 0.73 | 0.73 | 0.73 | 0.73 | 0.73 | 0.73 | 0.73 | 0.73 | 0.73 | 0.73 | 0.73 | 0.73 | 0.73 | 0.73 | 0.73 | 0.73 | 0.73 | 0.73

## IT06
Summer Outlook Report 2019
| Power Data (all entries are assumed to be >0) |  |  | Countrycode: |  | IT06 | [6 empty] | Heating if temperature below: | 15.7046 |  |  |  | Cooling if temperature above: | 21.8
| (Net values in GW, at a synchronous time every week) |  |  | Countryname: |  | Italy-SARDINIA | [6 empty] | Heating saturation temperature: | 3 |  |  |  | Cooling saturation temperature: | not detected
[13 empty] | Temperature sensitivity in heating [MW/ ͦC] | -28 |  |  |  | Temperature sensitivity in cooling [MW/ ͦC] | 50
| The peak dates are related to Wednesday of each week |  |  | 2019-05-29 | 2019-06-05 | 2019-06-12 | 2019-06-19 | 2019-06-26 | 2019-07-03 | 2019-07-10 | 2019-07-17 | 2019-07-24 | 2019-07-31 | 2019-08-07 | 2019-08-14 | 2019-08-21 | 2019-08-28 | 2019-09-04 | 2019-09-11 | 2019-09-18 | 2019-09-25
| WEEK |  |  | 22 | 23 | 24 | 25 | 26 | 27 | 28 | 29 | 30 | 31 | 32 | 33 | 34 | 35 | 36 | 37 | 38 | 39
| Time (CET for winter, but CEST last week; CEST for summer) |  |  | 19:00 | 19:00 | 19:00 | 19:00 | 19:00 | 19:00 | 19:00 | 19:00 | 19:00 | 19:00 | 19:00 | 19:00 | 19:00 | 19:00 | 19:00 | 19:00 | 19:00 | 19:00
Line | PART A : INDIGENOUS NATIONAL GENERATION | Severe conditions Average Forced Outage Rate | Normal conditions Average Forced Outage Rate
Net generating capacity:
1 | Nuclear Power | 5% | 5%
2 | Fossil Fuels |  |  | 1.9134 | 1.9134 | 1.9134 | 1.9134 | 1.9134 | 1.9134 | 1.9134 | 1.9134 | 1.9134 | 1.9134 | 1.9134 | 1.9134 | 1.9134 | 1.9134 | 1.9134 | 1.9134 | 1.9134 | 1.9134
2a | of which Lignite | 9% | 9% | 0 | 0 | 0 | 0 | 0 | 0 | 0 | 0 | 0 | 0 | 0 | 0 | 0 | 0 | 0 | 0 | 0 | 0
2b | of which Hard Coal | 12% | 12% | 0.966 | 0.966 | 0.966 | 0.966 | 0.966 | 0.966 | 0.966 | 0.966 | 0.966 | 0.966 | 0.966 | 0.966 | 0.966 | 0.966 | 0.966 | 0.966 | 0.966 | 0.966
2c | of which Gas | 9% | 9% | 0.86732 | 0.86732 | 0.86732 | 0.86732 | 0.86732 | 0.86732 | 0.86732 | 0.86732 | 0.86732 | 0.86732 | 0.86732 | 0.86732 | 0.86732 | 0.86732 | 0.86732 | 0.86732 | 0.86732 | 0.86732
2d | of which Oil | 18% | 18% | 0.080097 | 0.080097 | 0.080097 | 0.080097 | 0.080097 | 0.080097 | 0.080097 | 0.080097 | 0.080097 | 0.080097 | 0.080097 | 0.080097 | 0.080097 | 0.080097 | 0.080097 | 0.080097 | 0.080097 | 0.080097
2e | of which Oil Shale | 8.75% | 8.75% | 0 | 0 | 0 | 0 | 0 | 0 | 0 | 0 | 0 | 0 | 0 | 0 | 0 | 0 | 0 | 0 | 0 | 0
2f | of which Fossil Peat | 8.75% | 8.75% | 0 | 0 | 0 | 0 | 0 | 0 | 0 | 0 | 0 | 0 | 0 | 0 | 0 | 0 | 0 | 0 | 0 | 0
3 | Renewable Energy Sources (other than hydro) |  |  | 1.8939 | 1.8939 | 1.8939 | 1.8939 | 1.8939 | 1.8939 | 1.8939 | 1.8939 | 1.8939 | 1.8939 | 1.8939 | 1.8939 | 1.8939 | 1.8939 | 1.8939 | 1.8939 | 1.8939 | 1.8939
3a | of which onshore wind | 0% | 0% | 1.053 | 1.053 | 1.053 | 1.053 | 1.053 | 1.053 | 1.053 | 1.053 | 1.053 | 1.053 | 1.053 | 1.053 | 1.053 | 1.053 | 1.053 | 1.053 | 1.053 | 1.053
3b | of which offshore wind | 0% | 0% | 0 | 0 | 0 | 0 | 0 | 0 | 0 | 0 | 0 | 0 | 0 | 0 | 0 | 0 | 0 | 0 | 0 | 0
3c | of which Solar (PV) | 0% | 0% | 0.765 | 0.765 | 0.765 | 0.765 | 0.765 | 0.765 | 0.765 | 0.765 | 0.765 | 0.765 | 0.765 | 0.765 | 0.765 | 0.765 | 0.765 | 0.765 | 0.765 | 0.765
3d | of which Biomass | 0% | 0% | 0.051809 | 0.051809 | 0.051809 | 0.051809 | 0.051809 | 0.051809 | 0.051809 | 0.051809 | 0.051809 | 0.051809 | 0.051809 | 0.051809 | 0.051809 | 0.051809 | 0.051809 | 0.051809 | 0.051809 | 0.051809
3e | of which other RES (e.g. tidal, wave, geothermal, RES waste, CSP) | 0% | 0% | 0.024063 | 0.024063 | 0.024063 | 0.024063 | 0.024063 | 0.024063 | 0.024063 | 0.024063 | 0.024063 | 0.024063 | 0.024063 | 0.024063 | 0.024063 | 0.024063 | 0.024063 | 0.024063 | 0.024063 | 0.024063
4a | Hydro Run of River and Reservoir | 0% | 0% | 0.226 | 0.226 | 0.226 | 0.226 | 0.226 | 0.226 | 0.226 | 0.226 | 0.226 | 0.226 | 0.226 | 0.226 | 0.226 | 0.226 | 0.226 | 0.226 | 0.226 | 0.226
4b | Hydro pumping | 0% | 0% | 0.24 | 0.24 | 0.24 | 0.24 | 0.24 | 0.24 | 0.24 | 0.24 | 0.24 | 0.24 | 0.24 | 0.24 | 0.24 | 0.24 | 0.24 | 0.24 | 0.24 | 0.24
5 | Other non-RES (e.g. CHP non-renewable, waste non-renewable) | 10% | 10% | 0.00070977 | 0.00070977 | 0.00070977 | 0.00070977 | 0.00070977 | 0.00070977 | 0.00070977 | 0.00070977 | 0.00070977 | 0.00070977 | 0.00070977 | 0.00070977 | 0.00070977 | 0.00070977 | 0.00070977 | 0.00070977 | 0.00070977 | 0.00070977
6 | Total Net generating capacity (6 = 1+2+3+4a+4b+5) |  |  | 4.274 | 4.274 | 4.274 | 4.274 | 4.274 | 4.274 | 4.274 | 4.274 | 4.274 | 4.274 | 4.274 | 4.274 | 4.274 | 4.274 | 4.274 | 4.274 | 4.274 | 4.274
7 | Maintenance & Overhauls (planned outages) |  |  | 0.347 | 0.347 | 0.347 | 0.347 | 0.08 | 0.08 | 0.08 | 0.08 | 0.08 | 0.08 | 0.08 | 0.08 | 0.347 | 0.347 | 0.347 | 0.08 | 0.08 | 0.08
7a | Nuclear Power
7b | Lignite |  |  | 0 | 0 | 0 | 0 | 0 | 0 | 0 | 0 | 0 | 0 | 0 | 0 | 0 | 0 | 0 | 0 | 0 | 0
7c | Hard Coal |  |  | 0.267 | 0.267 | 0.267 | 0.267 | 0 | 0 | 0 | 0 | 0 | 0 | 0 | 0 | 0.267 | 0.267 | 0.267 | 0 | 0 | 0
7d | Gas |  |  | 0 | 0 | 0 | 0 | 0 | 0 | 0 | 0 | 0 | 0 | 0 | 0 | 0 | 0 | 0 | 0 | 0 | 0
7e | Oil |  |  | 0.08 | 0.08 | 0.08 | 0.08 | 0.08 | 0.08 | 0.08 | 0.08 | 0.08 | 0.08 | 0.08 | 0.08 | 0.08 | 0.08 | 0.08 | 0.08 | 0.08 | 0.08
7f | Oil Shale |  |  | 0 | 0 | 0 | 0 | 0 | 0 | 0 | 0 | 0 | 0 | 0 | 0 | 0 | 0 | 0 | 0 | 0 | 0
7g | Fossil Peat |  |  | 0 | 0 | 0 | 0 | 0 | 0 | 0 | 0 | 0 | 0 | 0 | 0 | 0 | 0 | 0 | 0 | 0 | 0
7h | Onshore Wind
7i | Offshore Wind |  |  | 0 | 0 | 0 | 0 | 0 | 0 | 0 | 0 | 0 | 0 | 0 | 0 | 0 | 0 | 0 | 0 | 0 | 0
7j | Solar (PV) |  |  | 0 | 0 | 0 | 0 | 0 | 0 | 0 | 0 | 0 | 0 | 0 | 0 | 0 | 0 | 0 | 0 | 0 | 0
7k | Biomass |  |  | 0 | 0 | 0 | 0 | 0 | 0 | 0 | 0 | 0 | 0 | 0 | 0 | 0 | 0 | 0 | 0 | 0 | 0
7l | other RES (apart from hydro, including tidal, wave, geothermal, waste renewable, CSP,…) |  |  | 0 | 0 | 0 | 0 | 0 | 0 | 0 | 0 | 0 | 0 | 0 | 0 | 0 | 0 | 0 | 0 | 0 | 0
7m | Hydro Run of River and Reservoir |  |  | 0 | 0 | 0 | 0 | 0 | 0 | 0 | 0 | 0 | 0 | 0 | 0 | 0 | 0 | 0 | 0 | 0 | 0
7n | Hydro pumping |  |  | 0 | 0 | 0 | 0 | 0 | 0 | 0 | 0 | 0 | 0 | 0 | 0 | 0 | 0 | 0 | 0 | 0 | 0
7o | Other non-RES (incl. not clearly identifiable energy sources) |  |  | 0 | 0 | 0 | 0 | 0 | 0 | 0 | 0 | 0 | 0 | 0 | 0 | 0 | 0 | 0 | 0 | 0 | 0
PART B : DATA FOR NORMAL CONDITIONS
8 | Non-usable capacity at reference point (all power stations including mothballed, authorization & technical & legal constraints, energy source unavailability etc. ) |  |  | 2.186 | 2.1872 | 2.1857 | 2.187 | 2.1769 | 2.166 | 2.1596 | 2.1606 | 2.1709 | 2.1858 | 2.246 | 2.2701 | 2.2605 | 2.2744 | 2.2365 | 2.2432 | 2.2582 | 2.2727
8a | of which nuclear
8b | of which Lignite |  |  | 0 | 0 | 0 | 0 | 0 | 0 | 0 | 0 | 0 | 0 | 0 | 0 | 0 | 0 | 0 | 0 | 0 | 0
8c | of which Hard Coal |  |  | 0.047864 | 0.035364 | 0.035364 | 0.035364 | 0.031909 | 0.0285 | 0.0285 | 0.0285 | 0.0285 | 0.0285 | 0.075091 | 0.075091 | 0.062636 | 0.062636 | 0.024 | 0.017136 | 0.017136 | 0.017136
8d | of which Gas |  |  | 0.15499 | 0.1565 | 0.15645 | 0.15728 | 0.15649 | 0.14533 | 0.13864 | 0.13779 | 0.14185 | 0.15155 | 0.15275 | 0.16054 | 0.15428 | 0.1541 | 0.1392 | 0.13871 | 0.13841 | 0.13887
8e | of which Oil |  |  | 3.215e-05 | 3.6948e-05 | 3.6948e-05 | 4.0703e-05 | 4.112e-05 | 3.2776e-05 | 3.0273e-05 | 2.4223e-05 | 1.7548e-05 | 2.0469e-05 | 2.5892e-05 | 3.4653e-05 | 3.2776e-05 | 3.1941e-05 | 3.6113e-05 | 3.6113e-05 | 3.6113e-05 | 3.8408e-05
8f | of which Oil Shale |  |  | 0 | 0 | 0 | 0 | 0 | 0 | 0 | 0 | 0 | 0 | 0 | 0 | 0 | 0 | 0 | 0 | 0 | 0
8g | of which Fossil Peat |  |  | 0 | 0 | 0 | 0 | 0 | 0 | 0 | 0 | 0 | 0 | 0 | 0 | 0 | 0 | 0 | 0 | 0 | 0
8h | of which onshore wind |  |  | 0.97402 | 0.96789 | 0.97028 | 0.97129 | 0.97094 | 0.97205 | 0.97234 | 0.97344 | 0.9783 | 0.98044 | 0.98401 | 0.98498 | 0.98363 | 0.98193 | 0.97478 | 0.96899 | 0.96427 | 0.95967
8i | of which offshore wind |  |  | 0 | 0 | 0 | 0 | 0 | 0 | 0 | 0 | 0 | 0 | 0 | 0 | 0 | 0 | 0 | 0 | 0 | 0
8j | of which Solar |  |  | 0.63219 | 0.6283 | 0.62439 | 0.62067 | 0.61818 | 0.6172 | 0.61736 | 0.61889 | 0.62216 | 0.6276 | 0.63462 | 0.64293 | 0.655 | 0.66883 | 0.68489 | 0.70118 | 0.71622 | 0.73073
8k | of which Biomass |  |  | 0.050681 | 0.050764 | 0.050764 | 0.05083 | 0.050837 | 0.050692 | 0.050648 | 0.050543 | 0.050427 | 0.050477 | 0.050572 | 0.050724 | 0.050692 | 0.050677 | 0.05075 | 0.05075 | 0.05075 | 0.05079
8l | of which other RES (apart from hydro) |  |  | 0.021581 | 0.021765 | 0.021765 | 0.021908 | 0.021924 | 0.021605 | 0.021509 | 0.021278 | 0.021022 | 0.021134 | 0.021342 | 0.021677 | 0.021605 | 0.021573 | 0.021733 | 0.021733 | 0.021733 | 0.02182
8m | Hydro Run of River and Reservoir |  |  | 0.164 | 0.186 | 0.186 | 0.189 | 0.186 | 0.19 | 0.19 | 0.1895 | 0.188 | 0.1855 | 0.187 | 0.1935 | 0.192 | 0.194 | 0.2005 | 0.204 | 0.209 | 0.213
8n | Hydro pumping |  |  | 0.14 | 0.14 | 0.14 | 0.14 | 0.14 | 0.14 | 0.14 | 0.14 | 0.14 | 0.14 | 0.14 | 0.14 | 0.14 | 0.14 | 0.14 | 0.14 | 0.14 | 0.14
8o | of which other non-RES (incl. not clearly identifiable energy sources) |  |  | 0.00061345 | 0.00062058 | 0.00062058 | 0.00062615 | 0.00062677 | 0.00061438 | 0.00061066 | 0.00060168 | 0.00059177 | 0.00059611 | 0.00060416 | 0.00061717 | 0.00061438 | 0.00061314 | 0.00061934 | 0.00061934 | 0.00061934 | 0.00062274
9 | Available capacity (9 = 6 - (7 + 8)) |  |  | 1.741 | 1.7398 | 1.7413 | 1.74 | 2.0171 | 2.028 | 2.0344 | 2.0334 | 2.0231 | 2.0082 | 1.948 | 1.9239 | 1.6665 | 1.6526 | 1.6905 | 1.9508 | 1.9358 | 1.9213
10 | Outages: average expected value (all power stations) |  |  | 0.14227 | 0.14363 | 0.14363 | 0.14356 | 0.17608 | 0.1775 | 0.1781 | 0.17818 | 0.17782 | 0.17694 | 0.17124 | 0.17054 | 0.14056 | 0.14058 | 0.14655 | 0.17946 | 0.17949 | 0.17944
11 | System services reserve (one hour ahead of real time) |  |  | 0.3 | 0.3 | 0.3 | 0.3 | 0.3 | 0.3 | 0.3 | 0.3 | 0.3 | 0.3 | 0.3 | 0.3 | 0.3 | 0.3 | 0.3 | 0.3 | 0.3 | 0.3
12 | Reliably available capacity (12 = 9 - (10 + 11)) |  |  | 1.2988 | 1.2961 | 1.2977 | 1.2964 | 1.541 | 1.5505 | 1.5563 | 1.5553 | 1.5453 | 1.5312 | 1.4767 | 1.4534 | 1.2259 | 1.212 | 1.2439 | 1.4714 | 1.4563 | 1.4419
13 | Demand at reference point in time |  |  | 1.0381 | 1.042 | 1.1059 | 1.1273 | 1.1091 | 1.1492 | 1.1878 | 1.2255 | 1.2337 | 1.172 | 1.1371 | 1.0581 | 1.1141 | 1.1488 | 1.1513 | 1.1295 | 1.1177 | 1.0655
13b | Population average daily (24h) temperature (degrees Celsius) |  |  | 19.9345 | 20.8486 | 21.6885 | 22.4415 | 23.0925 | 23.6305 | 24.0491 | 24.3362 | 24.4842 | 24.4935 | 24.3593 | 24.0814 | 23.6646 | 23.1082 | 22.4199 | 21.6088 | 20.6889 | 19.6689
14a | Load reduction / demand side response available at reference point in time
14b | Strategic reserves available at reference point in time
15 | Net weekly load at reference point in time (15 = 13-14a) |  |  | 1.0381 | 1.042 | 1.1059 | 1.1273 | 1.1091 | 1.1492 | 1.1878 | 1.2255 | 1.2337 | 1.172 | 1.1371 | 1.0581 | 1.1141 | 1.1488 | 1.1513 | 1.1295 | 1.1177 | 1.0655
16 | Remaining capacity at reference point in time (16 = 12- 15) |  |  | 0.2607 | 0.25413 | 0.19181 | 0.16913 | 0.43187 | 0.40129 | 0.36843 | 0.32971 | 0.3116 | 0.35922 | 0.33963 | 0.39529 | 0.11182 | 0.063258 | 0.092604 | 0.34187 | 0.3386 | 0.37634
B1 | Weekly peak load (unrestricted reference point in time) |  |  | 1.0381 | 1.042 | 1.1059 | 1.1273 | 1.1091 | 1.1492 | 1.1878 | 1.2255 | 1.2337 | 1.172 | 1.1371 | 1.0581 | 1.1141 | 1.1488 | 1.1513 | 1.1295 | 1.1177 | 1.0655
B2 | Daily hour of expected weekly peak load (CET for winter, but CEST for last week; CEST for summer) |  |  | 21 | 21 | 22 | 22 | 22 | 22 | 22 | 22 | 22 | 22 | 22 | 22 | 22 | 21 | 21 | 20 | 20 | 20
.
PART C : DATA FOR SEVERE CONDITIONS
17 | Non-usable capacity at reference point (all power stations including mothballed, authorization & technical & legal constraints, energy source unavailability etc. ) |  |  | 2.2825 | 2.2888 | 2.2842 | 2.2779 | 2.2602 | 2.2441 | 2.2378 | 2.2405 | 2.248 | 2.2613 | 2.3255 | 2.354 | 2.3504 | 2.3682 | 2.3335 | 2.3445 | 2.3588 | 2.3735
17a | of which nuclear
17b | of which Lignite |  |  | 0 | 0 | 0 | 0 | 0 | 0 | 0 | 0 | 0 | 0 | 0 | 0 | 0 | 0 | 0 | 0 | 0 | 0
17c | of which Hard Coal |  |  | 0.047864 | 0.035364 | 0.035364 | 0.035364 | 0.031909 | 0.0285 | 0.0285 | 0.0285 | 0.0285 | 0.0285 | 0.079636 | 0.079636 | 0.067182 | 0.067182 | 0.024 | 0.017136 | 0.017136 | 0.017136
17d | of which Gas |  |  | 0.15499 | 0.1565 | 0.15645 | 0.15728 | 0.15649 | 0.14533 | 0.13864 | 0.13779 | 0.14185 | 0.15155 | 0.15275 | 0.16054 | 0.15428 | 0.1541 | 0.1392 | 0.13871 | 0.13841 | 0.13887
17e | of which Oil |  |  | 3.215e-05 | 3.6948e-05 | 3.6948e-05 | 4.0703e-05 | 4.112e-05 | 3.2776e-05 | 3.0273e-05 | 2.4223e-05 | 1.7548e-05 | 2.0469e-05 | 2.5892e-05 | 3.4653e-05 | 3.2776e-05 | 3.1941e-05 | 3.6113e-05 | 3.6113e-05 | 3.6113e-05 | 3.8408e-05
17f | of which Oil Shale |  |  | 0 | 0 | 0 | 0 | 0 | 0 | 0 | 0 | 0 | 0 | 0 | 0 | 0 | 0 | 0 | 0 | 0 | 0
17g | of which Fossil Peat |  |  | 0 | 0 | 0 | 0 | 0 | 0 | 0 | 0 | 0 | 0 | 0 | 0 | 0 | 0 | 0 | 0 | 0 | 0
17h | of which onshore wind |  |  | 1.042 | 1.0406 | 1.04 | 1.038 | 1.0371 | 1.0365 | 1.0368 | 1.0376 | 1.0377 | 1.038 | 1.0377 | 1.0383 | 1.0384 | 1.0389 | 1.04 | 1.0402 | 1.0408 | 1.0418
17i | of which offshore wind |  |  | 0 | 0 | 0 | 0 | 0 | 0 | 0 | 0 | 0 | 0 | 0 | 0 | 0 | 0 | 0 | 0 | 0 | 0
17j | of which Solar |  |  | 0.66069 | 0.6572 | 0.6532 | 0.64481 | 0.63527 | 0.63079 | 0.63099 | 0.63467 | 0.63994 | 0.64559 | 0.65593 | 0.66901 | 0.68562 | 0.70114 | 0.71665 | 0.73132 | 0.74032 | 0.74946
17k | of which Biomass |  |  | 0.050681 | 0.050764 | 0.050764 | 0.05083 | 0.050837 | 0.050692 | 0.050648 | 0.050543 | 0.050427 | 0.050477 | 0.050572 | 0.050724 | 0.050692 | 0.050677 | 0.05075 | 0.05075 | 0.05075 | 0.05079
17l | of which other RES (apart from hydro) |  |  | 0.021581 | 0.021765 | 0.021765 | 0.021908 | 0.021924 | 0.021605 | 0.021509 | 0.021278 | 0.021022 | 0.021134 | 0.021342 | 0.021677 | 0.021605 | 0.021573 | 0.021733 | 0.021733 | 0.021733 | 0.02182
17m | Hydro Run of River and Reservoir |  |  | 0.164 | 0.186 | 0.186 | 0.189 | 0.186 | 0.19 | 0.19 | 0.1895 | 0.188 | 0.1855 | 0.187 | 0.1935 | 0.192 | 0.194 | 0.2005 | 0.204 | 0.209 | 0.213
17n | Hydro pumping |  |  | 0.14 | 0.14 | 0.14 | 0.14 | 0.14 | 0.14 | 0.14 | 0.14 | 0.14 | 0.14 | 0.14 | 0.14 | 0.14 | 0.14 | 0.14 | 0.14 | 0.14 | 0.14
17o | of which other non-RES (incl. not clearly identifiable energy sources) |  |  | 0.00061345 | 0.00062058 | 0.00062058 | 0.00062615 | 0.00062677 | 0.00061438 | 0.00061066 | 0.00060168 | 0.00059177 | 0.00059611 | 0.00060416 | 0.00061717 | 0.00061438 | 0.00061314 | 0.00061934 | 0.00061934 | 0.00061934 | 0.00062274
18 | Available capacity (18 = 6 - (7 + 17)) |  |  | 1.6445 | 1.6382 | 1.6428 | 1.6491 | 1.9338 | 1.9499 | 1.9562 | 1.9535 | 1.946 | 1.9327 | 1.8685 | 1.84 | 1.5766 | 1.5588 | 1.5935 | 1.8495 | 1.8352 | 1.8205
19 | Outages: average expected value (all power stations) under SEVERE conditions |  |  | 0.14227 | 0.14363 | 0.14363 | 0.14356 | 0.17608 | 0.1775 | 0.1781 | 0.17818 | 0.17782 | 0.17694 | 0.1707 | 0.16999 | 0.14001 | 0.14003 | 0.14655 | 0.17946 | 0.17949 | 0.17944
20 | System services reserve (one hour ahead of real time) under SEVERE conditions |  |  | 0.3 | 0.3 | 0.3 | 0.3 | 0.3 | 0.3 | 0.3 | 0.3 | 0.3 | 0.3 | 0.3 | 0.3 | 0.3 | 0.3 | 0.3 | 0.3 | 0.3 | 0.3
21 | Reliably available capacity under SEVERE conditions (21 = 18 - (19 + 20)) |  |  | 1.2023 | 1.1945 | 1.1992 | 1.2056 | 1.4577 | 1.4724 | 1.4781 | 1.4753 | 1.4682 | 1.4557 | 1.3978 | 1.37 | 1.1366 | 1.1188 | 1.147 | 1.3701 | 1.3557 | 1.341
22 | Demand at reference point in time under SEVERE conditions (one in 20 year) |  |  | 1.127 | 1.1449 | 1.2168 | 1.2497 | 1.2416 | 1.2904 | 1.3361 | 1.3801 | 1.3921 | 1.3225 | 1.2831 | 1.1939 | 1.2572 | 1.2913 | 1.2895 | 1.2608 | 1.2403 | 1.1766
23a | Load reduction / demand side response available at reference point in time under SEVERE conditions
23b | Strategic reserves available at reference point in time under SEVERE conditions
24 | Net weekly peak load for SEVERE conditions (24 = 22-23a) |  |  | 1.127 | 1.1449 | 1.2168 | 1.2497 | 1.2416 | 1.2904 | 1.3361 | 1.3801 | 1.3921 | 1.3225 | 1.2831 | 1.1939 | 1.2572 | 1.2913 | 1.2895 | 1.2608 | 1.2403 | 1.1766
25 | Remaining capacity for SEVERE conditions (25 = 21-24) |  |  | 0.075286 | 0.049643 | -0.017621 | -0.044132 | 0.21609 | 0.18206 | 0.14204 | 0.095199 | 0.076088 | 0.13322 | 0.11469 | 0.17605 | -0.12058 | -0.17252 | -0.14254 | 0.10924 | 0.11542 | 0.16445
C1 | Weekly peak load under SEVERE conditions (unrestricted reference point in time) |  |  | 1.2399 | 1.2597 | 1.3039 | 1.3391 | 1.3305 | 1.3827 | 1.4317 | 1.4708 | 1.4836 | 1.4094 | 1.3812 | 1.2724 | 1.3671 | 1.4496 | 1.4476 | 1.4097 | 1.3867 | 1.3155
C2 | Daily hour of expected weekly peak load (CET for winter, but CEST for last week; CEST for summer) |  |  | 21 | 21 | 22 | 22 | 22 | 22 | 22 | 22 | 22 | 22 | 22 | 22 | 22 | 21 | 21 | 20 | 20 | 20
PART D: ADDITIONAL INFORMATION FOR INTERCONNECTORS (at synchronous peak)
31 | Simultaneous importable capacity |  | From | 1.02 | 1.02 | 1.02 | 1.02 | 0.99 | 1.02 | 0.57 | 0.57 | 1.02 | 1.02 | 1.02 | 1.02 | 1.02 | 1.02 | 1.02 | 1.02 | 1.02 | 1.02
32 | Simultaneous exportable capacity |  | To | 1.17 | 1.17 | 1.17 | 1.17 | 1.17 | 1.17 | 0.6 | 0.6 | 1.17 | 1.17 | 1.17 | 1.17 | 1.17 | 1.17 | 1.17 | 1.17 | 1.17 | 1.17
| The off-peak dates are related to Sunday of each week |  |  | 2019-06-02 | 2019-06-09 | 2019-06-16 | 2019-06-23 | 2019-06-30 | 2019-07-07 | 2019-07-14 | 2019-07-21 | 2019-07-28 | 2019-08-04 | 2019-08-11 | 2019-08-18 | 2019-08-25 | 2019-09-01 | 2019-09-08 | 2019-09-15 | 2019-09-22 | 2019-09-29
| WEEK |  |  | 22 | 23 | 24 | 25 | 26 | 27 | 28 | 29 | 30 | 31 | 32 | 33 | 34 | 35 | 36 | 37 | 38 | 39
| Time (CET for winter, but CEST for last week of winter; CEST for summer) |  |  | 5:00 | 5:00 | 5:00 | 5:00 | 5:00 | 5:00 | 5:00 | 5:00 | 5:00 | 5:00 | 5:00 | 5:00 | 5:00 | 5:00 | 5:00 | 5:00 | 5:00 | 5:00
PART E: ADDITIONAL INFORMATION FOR NIGHT MIN DEMAND CONDITIONS
33 | Weekly Minimum Demand (overnight valley minimum) |  |  | 0.74955 | 0.75239 | 0.79597 | 0.81139 | 0.79829 | 0.82714 | 0.85495 | 0.8475 | 0.85315 | 0.81049 | 0.77663 | 0.7784 | 0.80365 | 0.81967 | 0.82149 | 0.84154 | 0.83277 | 0.79387
34 | Must Run Generation (excluding wind/run of river) |  |  | 0.222 | 0.2165 | 0.214 | 0.226 | 0.266 | 0.3155 | 0.317 | 0.2725 | 0.1835 | 0.1835 | 0.182 | 0.18 | 0.18 | 0.1805 | 0.2135 | 0.32 | 0.319 | 0.319
35 | Run of river generation (Must Run) |  |  | 0.01 | 0.0055 | 0.003 | 0.003 | 0.0015 | 0.0015 | 0.004 | 0.004 | 0 | 0 | 0 | 0 | 0 | 0 | 0 | 0 | 0 | 0
36 | Downward balancing reserves (FCR, FRR) |  |  | 0.25 | 0.25 | 0.25 | 0.25 | 0.25 | 0.25 | 0.25 | 0.25 | 0.25 | 0.25 | 0.25 | 0.25 | 0.25 | 0.25 | 0.25 | 0.25 | 0.25 | 0.25
37 | Pumping Storage Capacity available (Power) |  |  | 0.1 | 0.1 | 0.1 | 0.1 | 0.1 | 0.1 | 0.1 | 0.1 | 0.1 | 0.1 | 0.1 | 0.1 | 0.1 | 0.1 | 0.1 | 0.1 | 0.1 | 0.1
38a | Highest expected onshore wind generation running |  |  | 0.52258 | 0.47041 | 0.43839 | 0.43155 | 0.43659 | 0.43154 | 0.43656 | 0.42619 | 0.42289 | 0.38909 | 0.37721 | 0.38399 | 0.40108 | 0.43413 | 0.46441 | 0.50158 | 0.52005 | 0.5544
38b | Highest expected offshore wind generation running |  |  | 0 | 0 | 0 | 0 | 0 | 0 | 0 | 0 | 0 | 0 | 0 | 0 | 0 | 0 | 0 | 0 | 0 | 0
39 | DOWNWARD REGULATION CAPABILITIES: 39 = (33+37)-(34+35+36+38a+38b)) |  |  | -0.15503 | -0.090021 | -0.0094207 | 0.00083113 | -0.055794 | -0.071407 | -0.052603 | -0.0051912 | 0.096763 | 0.087899 | 0.067426 | 0.064405 | 0.072569 | 0.055039 | -0.0064183 | -0.13004 | -0.15628 | -0.22953
PART Ebis: ADDITIONAL INFORMATION FOR INTERCONNECTORS
Transportable capacity at night minimum demand conditions (high wind conditions)
40 | Simultaneous importable capacity |  | From | 1.02 | 1.02 | 1.02 | 1.02 | 1.02 | 0.57 | 0.57 | 1.02 | 1.02 | 1.02 | 1.02 | 1.02 | 1.02 | 1.02 | 1.02 | 1.02 | 1.02 | 1.02
41 | Simultaneous exportable capacity |  | To | 1.17 | 1.17 | 1.17 | 1.17 | 1.17 | 0.6 | 0.6 | 1.17 | 1.17 | 1.17 | 1.17 | 1.17 | 1.17 | 1.17 | 1.17 | 1.17 | 1.17 | 1.17
| Time (CET for winter, but CEST for last week of winter; CEST for summer) |  |  | 11:00 | 11:00 | 11:00 | 11:00 | 11:00 | 11:00 | 11:00 | 11:00 | 11:00 | 11:00 | 11:00 | 11:00 | 11:00 | 11:00 | 11:00 | 11:00 | 11:00 | 11:00
PART F: ADDITIONAL INFORMATION FOR DAYTIME MIN DEMAND CONDITIONS
42 | Weekly Minimum Daytime Demand (Sunday low peak + solar) |  |  | 0.93365 | 0.93719 | 0.9252 | 0.94312 | 0.9279 | 0.96142 | 0.99376 | 0.9756 | 0.98211 | 0.933 | 0.89402 | 0.89605 | 0.92513 | 0.95186 | 0.95397 | 0.98093 | 0.97071 | 0.92537
43 | Must Run Generation (excluding wind/PV/run of river) |  |  | 0.221 | 0.2185 | 0.218 | 0.2195 | 0.265 | 0.318 | 0.3175 | 0.2715 | 0.176 | 0.176 | 0.176 | 0.1725 | 0.1715 | 0.17 | 0.21 | 0.32 | 0.32 | 0.319
44 | Run of river generation (Must Run) |  |  | 0.023 | 0.023 | 0.021 | 0.0175 | 0.0085 | 0.0085 | 0.009 | 0.009 | 0.004 | 0.004 | 0.004 | 0.004 | 0.006 | 0.011 | 0.008 | 0.004 | 0.003 | 0.002
45 | Downward balancing reserves (FCR, FRR) |  |  | 0.25 | 0.25 | 0.25 | 0.25 | 0.25 | 0.25 | 0.25 | 0.25 | 0.25 | 0.25 | 0.25 | 0.25 | 0.25 | 0.25 | 0.25 | 0.25 | 0.25 | 0.25
46 | Pumping Storage Capacity available (Power) |  |  | 0.1 | 0.1 | 0.1 | 0.1 | 0.1 | 0.1 | 0.1 | 0.1 | 0.1 | 0.1 | 0.1 | 0.1 | 0.1 | 0.1 | 0.1 | 0.1 | 0.1 | 0.1
47a | Highest expected onshore wind generation running |  |  | 0.55462 | 0.52027 | 0.48228 | 0.47142 | 0.46708 | 0.43993 | 0.45304 | 0.4465 | 0.44673 | 0.41357 | 0.40897 | 0.41376 | 0.42148 | 0.46127 | 0.50696 | 0.54399 | 0.56317 | 0.60316
47b | Highest expected offshore wind generation running |  |  | 0 | 0 | 0 | 0 | 0 | 0 | 0 | 0 | 0 | 0 | 0 | 0 | 0 | 0 | 0 | 0 | 0 | 0
48 | Highest expected solar PV running |  |  | 0.38689 | 0.38442 | 0.38215 | 0.37948 | 0.37704 | 0.37431 | 0.37174 | 0.36955 | 0.36799 | 0.3665 | 0.36506 | 0.36362 | 0.36199 | 0.35812 | 0.35358 | 0.34668 | 0.34037 | 0.33906
49 | DOWNWARD REGULATION CAPABILITIES: 49 = (42+46)-(43+44+45+47a+47b+48a+48b) |  |  | -0.40187 | -0.35899 | -0.32823 | -0.29478 | -0.33972 | -0.32932 | -0.30752 | -0.27095 | -0.16261 | -0.17707 | -0.21002 | -0.20783 | -0.18585 | -0.19853 | -0.27457 | -0.38374 | -0.40583 | -0.48785
PART Fbis: ADDITIONAL INFORMATION FOR INTERCONNECTORS
Transportable capacity at daytime minimum demand conditions (high wind and high solar conditions)
50 | Simultaneous importable capacity |  | From | 1.02 | 1.02 | 1.02 | 1.02 | 1.02 | 0.57 | 0.57 | 1.02 | 1.02 | 1.02 | 1.02 | 1.02 | 1.02 | 1.02 | 1.02 | 1.02 | 1.02 | 1.02
51 | Simultaneous exportable capacity |  | To | 1.17 | 1.17 | 1.17 | 1.17 | 1.17 | 0.6 | 0.6 | 1.17 | 1.17 | 1.17 | 1.17 | 1.17 | 1.17 | 1.17 | 1.17 | 1.17 | 1.17 | 1.17

## IT05
Summer Outlook Report 2019
| Power Data (all entries are assumed to be >0) |  |  | Countrycode: |  | IT05 | [6 empty] | Heating if temperature below: | 15.7046 |  |  |  | Cooling if temperature above: | 22.4
| (Net values in GW, at a synchronous time every week) |  |  | Countryname: |  | Italy-SICILY | [6 empty] | Heating saturation temperature: | -2 |  |  |  | Cooling saturation temperature: | not detected
[13 empty] | Temperature sensitivity in heating [MW/ ͦC] | -44.5 |  |  |  | Temperature sensitivity in cooling [MW/ ͦC] | 100
| The peak dates are related to Wednesday of each week |  |  | 2019-05-29 | 2019-06-05 | 2019-06-12 | 2019-06-19 | 2019-06-26 | 2019-07-03 | 2019-07-10 | 2019-07-17 | 2019-07-24 | 2019-07-31 | 2019-08-07 | 2019-08-14 | 2019-08-21 | 2019-08-28 | 2019-09-04 | 2019-09-11 | 2019-09-18 | 2019-09-25
| WEEK |  |  | 22 | 23 | 24 | 25 | 26 | 27 | 28 | 29 | 30 | 31 | 32 | 33 | 34 | 35 | 36 | 37 | 38 | 39
| Time (CET for winter, but CEST last week; CEST for summer) |  |  | 19:00 | 19:00 | 19:00 | 19:00 | 19:00 | 19:00 | 19:00 | 19:00 | 19:00 | 19:00 | 19:00 | 19:00 | 19:00 | 19:00 | 19:00 | 19:00 | 19:00 | 19:00
Line | PART A : INDIGENOUS NATIONAL GENERATION | Severe conditions Average Forced Outage Rate | Normal conditions Average Forced Outage Rate
Net generating capacity:
1 | Nuclear Power | 5% | 5%
2 | Fossil Fuels |  |  | 4.5503 | 4.5503 | 4.5503 | 4.5503 | 4.5503 | 4.5503 | 4.5503 | 4.5503 | 4.5503 | 4.5503 | 4.5503 | 4.5503 | 4.5503 | 4.5503 | 4.5503 | 4.5503 | 4.5503 | 4.5503
2a | of which Lignite | 9% | 9% | 0 | 0 | 0 | 0 | 0 | 0 | 0 | 0 | 0 | 0 | 0 | 0 | 0 | 0 | 0 | 0 | 0 | 0
2b | of which Hard Coal | 12% | 12% | 0 | 0 | 0 | 0 | 0 | 0 | 0 | 0 | 0 | 0 | 0 | 0 | 0 | 0 | 0 | 0 | 0 | 0
2c | of which Gas | 9% | 9% | 3.6835 | 3.6835 | 3.6835 | 3.6835 | 3.6835 | 3.6835 | 3.6835 | 3.6835 | 3.6835 | 3.6835 | 3.6835 | 3.6835 | 3.6835 | 3.6835 | 3.6835 | 3.6835 | 3.6835 | 3.6835
2d | of which Oil | 18% | 18% | 0.86683 | 0.86683 | 0.86683 | 0.86683 | 0.86683 | 0.86683 | 0.86683 | 0.86683 | 0.86683 | 0.86683 | 0.86683 | 0.86683 | 0.86683 | 0.86683 | 0.86683 | 0.86683 | 0.86683 | 0.86683
2e | of which Oil Shale | 8.75% | 8.75% | 0 | 0 | 0 | 0 | 0 | 0 | 0 | 0 | 0 | 0 | 0 | 0 | 0 | 0 | 0 | 0 | 0 | 0
2f | of which Fossil Peat | 8.75% | 8.75% | 0 | 0 | 0 | 0 | 0 | 0 | 0 | 0 | 0 | 0 | 0 | 0 | 0 | 0 | 0 | 0 | 0 | 0
3 | Renewable Energy Sources (other than hydro) |  |  | 3.3776 | 3.3776 | 3.3776 | 3.3776 | 3.3776 | 3.3776 | 3.3776 | 3.3776 | 3.3776 | 3.3776 | 3.3776 | 3.3776 | 3.3776 | 3.3776 | 3.3776 | 3.3776 | 3.3776 | 3.3776
3a | of which onshore wind | 0% | 0% | 1.892 | 1.892 | 1.892 | 1.892 | 1.892 | 1.892 | 1.892 | 1.892 | 1.892 | 1.892 | 1.892 | 1.892 | 1.892 | 1.892 | 1.892 | 1.892 | 1.892 | 1.892
3b | of which offshore wind | 0% | 0% | 0 | 0 | 0 | 0 | 0 | 0 | 0 | 0 | 0 | 0 | 0 | 0 | 0 | 0 | 0 | 0 | 0 | 0
3c | of which Solar (PV) | 0% | 0% | 1.377 | 1.377 | 1.377 | 1.377 | 1.377 | 1.377 | 1.377 | 1.377 | 1.377 | 1.377 | 1.377 | 1.377 | 1.377 | 1.377 | 1.377 | 1.377 | 1.377 | 1.377
3d | of which Biomass | 0% | 0% | 0.042081 | 0.042081 | 0.042081 | 0.042081 | 0.042081 | 0.042081 | 0.042081 | 0.042081 | 0.042081 | 0.042081 | 0.042081 | 0.042081 | 0.042081 | 0.042081 | 0.042081 | 0.042081 | 0.042081 | 0.042081
3e | of which other RES (e.g. tidal, wave, geothermal, RES waste, CSP) | 0% | 0% | 0.066537 | 0.066537 | 0.066537 | 0.066537 | 0.066537 | 0.066537 | 0.066537 | 0.066537 | 0.066537 | 0.066537 | 0.066537 | 0.066537 | 0.066537 | 0.066537 | 0.066537 | 0.066537 | 0.066537 | 0.066537
4a | Hydro Run of River and Reservoir | 0% | 0% | 0.133 | 0.133 | 0.133 | 0.133 | 0.133 | 0.133 | 0.133 | 0.133 | 0.133 | 0.133 | 0.133 | 0.133 | 0.133 | 0.133 | 0.133 | 0.133 | 0.133 | 0.133
4b | Hydro pumping | 0% | 0% | 0.58 | 0.58 | 0.58 | 0.58 | 0.58 | 0.58 | 0.58 | 0.58 | 0.58 | 0.58 | 0.58 | 0.58 | 0.58 | 0.58 | 0.58 | 0.58 | 0.58 | 0.58
5 | Other non-RES (e.g. CHP non-renewable, waste non-renewable) | 10% | 10% | 0.0060838 | 0.0060838 | 0.0060838 | 0.0060838 | 0.0060838 | 0.0060838 | 0.0060838 | 0.0060838 | 0.0060838 | 0.0060838 | 0.0060838 | 0.0060838 | 0.0060838 | 0.0060838 | 0.0060838 | 0.0060838 | 0.0060838 | 0.0060838
6 | Total Net generating capacity (6 = 1+2+3+4a+4b+5) |  |  | 8.647 | 8.647 | 8.647 | 8.647 | 8.647 | 8.647 | 8.647 | 8.647 | 8.647 | 8.647 | 8.647 | 8.647 | 8.647 | 8.647 | 8.647 | 8.647 | 8.647 | 8.647
7 | Maintenance & Overhauls (planned outages) |  |  | 0.627 | 0.948 | 0.576 | 0.576 | 0.288 | 0.576 | 0.576 | 0.288 | 0.288 | 0.288 | 0.288 | 0 | 0 | 0 | 0 | 0.106 | 0.106 | 0
7a | Nuclear Power
7b | Lignite |  |  | 0 | 0 | 0 | 0 | 0 | 0 | 0 | 0 | 0 | 0 | 0 | 0 | 0 | 0 | 0 | 0 | 0 | 0
7c | Hard Coal |  |  | 0 | 0 | 0 | 0 | 0 | 0 | 0 | 0 | 0 | 0 | 0 | 0 | 0 | 0 | 0 | 0 | 0 | 0
7d | Gas |  |  | 0.482 | 0.66 | 0.288 | 0.288 | 0 | 0 | 0 | 0 | 0 | 0 | 0 | 0 | 0 | 0 | 0 | 0.106 | 0.106 | 0
7e | Oil |  |  | 0.145 | 0.288 | 0.288 | 0.288 | 0.288 | 0.576 | 0.576 | 0.288 | 0.288 | 0.288 | 0.288 | 0 | 0 | 0 | 0 | 0 | 0 | 0
7f | Oil Shale |  |  | 0 | 0 | 0 | 0 | 0 | 0 | 0 | 0 | 0 | 0 | 0 | 0 | 0 | 0 | 0 | 0 | 0 | 0
7g | Fossil Peat |  |  | 0 | 0 | 0 | 0 | 0 | 0 | 0 | 0 | 0 | 0 | 0 | 0 | 0 | 0 | 0 | 0 | 0 | 0
7h | Onshore Wind
7i | Offshore Wind |  |  | 0 | 0 | 0 | 0 | 0 | 0 | 0 | 0 | 0 | 0 | 0 | 0 | 0 | 0 | 0 | 0 | 0 | 0
7j | Solar (PV) |  |  | 0 | 0 | 0 | 0 | 0 | 0 | 0 | 0 | 0 | 0 | 0 | 0 | 0 | 0 | 0 | 0 | 0 | 0
7k | Biomass |  |  | 0 | 0 | 0 | 0 | 0 | 0 | 0 | 0 | 0 | 0 | 0 | 0 | 0 | 0 | 0 | 0 | 0 | 0
7l | other RES (apart from hydro, including tidal, wave, geothermal, waste renewable, CSP,…) |  |  | 0 | 0 | 0 | 0 | 0 | 0 | 0 | 0 | 0 | 0 | 0 | 0 | 0 | 0 | 0 | 0 | 0 | 0
7m | Hydro Run of River and Reservoir |  |  | 0 | 0 | 0 | 0 | 0 | 0 | 0 | 0 | 0 | 0 | 0 | 0 | 0 | 0 | 0 | 0 | 0 | 0
7n | Hydro pumping |  |  | 0 | 0 | 0 | 0 | 0 | 0 | 0 | 0 | 0 | 0 | 0 | 0 | 0 | 0 | 0 | 0 | 0 | 0
7o | Other non-RES (incl. not clearly identifiable energy sources) |  |  | 0 | 0 | 0 | 0 | 0 | 0 | 0 | 0 | 0 | 0 | 0 | 0 | 0 | 0 | 0 | 0 | 0 | 0
PART B : DATA FOR NORMAL CONDITIONS
8 | Non-usable capacity at reference point (all power stations including mothballed, authorization & technical & legal constraints, energy source unavailability etc. ) |  |  | 3.9122 | 3.9032 | 3.9252 | 3.9089 | 3.9417 | 4.0315 | 4.0453 | 4.042 | 4.0494 | 4.0643 | 4.0643 | 4.0942 | 4.1082 | 4.1194 | 4.0346 | 4.0499 | 4.0803 | 4.1178
8a | of which nuclear
8b | of which Lignite |  |  | 0 | 0 | 0 | 0 | 0 | 0 | 0 | 0 | 0 | 0 | 0 | 0 | 0 | 0 | 0 | 0 | 0 | 0
8c | of which Hard Coal |  |  | 0 | 0 | 0 | 0 | 0 | 0 | 0 | 0 | 0 | 0 | 0 | 0 | 0 | 0 | 0 | 0 | 0 | 0
8d | of which Gas |  |  | 0.55344 | 0.5483 | 0.5845 | 0.58434 | 0.62503 | 0.72277 | 0.7276 | 0.72518 | 0.72271 | 0.72175 | 0.70024 | 0.70353 | 0.70006 | 0.69661 | 0.60136 | 0.59546 | 0.60049 | 0.61195
8e | of which Oil |  |  | 0 | 0 | 0 | 0 | 0 | 0 | 0 | 0 | 0 | 0 | 0 | 0 | 0 | 0 | 0 | 0 | 0 | 0
8f | of which Oil Shale |  |  | 0 | 0 | 0 | 0 | 0 | 0 | 0 | 0 | 0 | 0 | 0 | 0 | 0 | 0 | 0 | 0 | 0 | 0
8g | of which Fossil Peat |  |  | 0 | 0 | 0 | 0 | 0 | 0 | 0 | 0 | 0 | 0 | 0 | 0 | 0 | 0 | 0 | 0 | 0 | 0
8h | of which onshore wind |  |  | 1.7333 | 1.7367 | 1.7333 | 1.7299 | 1.7299 | 1.7249 | 1.7318 | 1.7285 | 1.7334 | 1.7399 | 1.7485 | 1.7564 | 1.7551 | 1.7504 | 1.738 | 1.7342 | 1.7384 | 1.7454
8i | of which offshore wind |  |  | 0 | 0 | 0 | 0 | 0 | 0 | 0 | 0 | 0 | 0 | 0 | 0 | 0 | 0 | 0 | 0 | 0 | 0
8j | of which Solar |  |  | 1.2087 | 1.2017 | 1.1952 | 1.1895 | 1.1862 | 1.1849 | 1.1857 | 1.1885 | 1.1941 | 1.2036 | 1.2163 | 1.2308 | 1.2486 | 1.2689 | 1.2918 | 1.3153 | 1.3343 | 1.3512
8k | of which Biomass |  |  | 0.039094 | 0.038989 | 0.038939 | 0.038751 | 0.038747 | 0.038829 | 0.039213 | 0.039108 | 0.038911 | 0.038879 | 0.038916 | 0.039308 | 0.038989 | 0.038715 | 0.038655 | 0.038838 | 0.039194 | 0.039235
8l | of which other RES (apart from hydro) |  |  | 0.059871 | 0.059636 | 0.059524 | 0.059106 | 0.059096 | 0.059279 | 0.060136 | 0.059901 | 0.059463 | 0.059392 | 0.059473 | 0.06035 | 0.059636 | 0.059025 | 0.058892 | 0.0593 | 0.060095 | 0.060187
8m | Hydro Run of River and Reservoir |  |  | 0.132 | 0.132 | 0.128 | 0.1215 | 0.117 | 0.115 | 0.115 | 0.115 | 0.115 | 0.115 | 0.115 | 0.118 | 0.12 | 0.12 | 0.12 | 0.121 | 0.122 | 0.124
8n | Hydro pumping |  |  | 0.18 | 0.18 | 0.18 | 0.18 | 0.18 | 0.18 | 0.18 | 0.18 | 0.18 | 0.18 | 0.18 | 0.18 | 0.18 | 0.18 | 0.18 | 0.18 | 0.18 | 0.18
8o | of which other non-RES (incl. not clearly identifiable energy sources) |  |  | 0.005825 | 0.0058159 | 0.0058116 | 0.0057954 | 0.005795 | 0.0058021 | 0.0058353 | 0.0058262 | 0.0058092 | 0.0058064 | 0.0058096 | 0.0058436 | 0.0058159 | 0.0057922 | 0.005787 | 0.0058029 | 0.0058337 | 0.0058373
9 | Available capacity (9 = 6 - (7 + 8)) |  |  | 4.1078 | 3.7958 | 4.1458 | 4.1621 | 4.4173 | 4.0395 | 4.0257 | 4.317 | 4.3096 | 4.2947 | 4.2947 | 4.5528 | 4.5388 | 4.5276 | 4.6124 | 4.4911 | 4.4607 | 4.5292
10 | Outages: average expected value (all power stations) |  |  | 0.36828 | 0.32698 | 0.3572 | 0.35722 | 0.37948 | 0.31884 | 0.3184 | 0.37046 | 0.37069 | 0.37077 | 0.37271 | 0.42425 | 0.42456 | 0.42488 | 0.43345 | 0.42444 | 0.42398 | 0.43249
11 | System services reserve (one hour ahead of real time) |  |  | 0.7 | 0.7 | 0.7 | 0.7 | 0.7 | 0.7 | 0.7 | 0.7 | 0.7 | 0.7 | 0.7 | 0.7 | 0.7 | 0.7 | 0.7 | 0.7 | 0.7 | 0.7
12 | Reliably available capacity (12 = 9 - (10 + 11)) |  |  | 3.0395 | 2.7688 | 3.0886 | 3.1049 | 3.3378 | 3.0206 | 3.0073 | 3.2466 | 3.2389 | 3.2239 | 3.222 | 3.4285 | 3.4142 | 3.4027 | 3.479 | 3.3666 | 3.3367 | 3.3967
13 | Demand at reference point in time |  |  | 2.1762 | 2.1604 | 2.4618 | 2.5064 | 2.5116 | 2.6018 | 2.6431 | 2.6705 | 2.7753 | 2.6365 | 2.558 | 2.3802 | 2.5063 | 2.5352 | 2.5313 | 2.407 | 2.4302 | 2.4018
13b | Population average daily (24h) temperature (degrees Celsius) |  |  | 19.9345 | 20.8486 | 21.6885 | 22.4415 | 23.0925 | 23.6305 | 24.0491 | 24.3362 | 24.4842 | 24.4935 | 24.3593 | 24.0814 | 23.6646 | 23.1082 | 22.4199 | 21.6088 | 20.6889 | 19.6689
14a | Load reduction / demand side response available at reference point in time
14b | Strategic reserves available at reference point in time
15 | Net weekly load at reference point in time (15 = 13-14a) |  |  | 2.1762 | 2.1604 | 2.4618 | 2.5064 | 2.5116 | 2.6018 | 2.6431 | 2.6705 | 2.7753 | 2.6365 | 2.558 | 2.3802 | 2.5063 | 2.5352 | 2.5313 | 2.407 | 2.4302 | 2.4018
16 | Remaining capacity at reference point in time (16 = 12- 15) |  |  | 0.86332 | 0.60846 | 0.62674 | 0.59852 | 0.82618 | 0.41884 | 0.36426 | 0.57612 | 0.46365 | 0.58738 | 0.66408 | 1.0483 | 0.90794 | 0.86754 | 0.94772 | 0.95969 | 0.90645 | 0.99495
B1 | Weekly peak load (unrestricted reference point in time) |  |  | 2.4971 | 2.4789 | 2.5563 | 2.6026 | 2.608 | 2.7016 | 2.7445 | 2.737 | 2.8444 | 2.7022 | 2.6482 | 2.4395 | 2.6212 | 2.7788 | 2.7745 | 2.7498 | 2.7764 | 2.7439
B2 | Daily hour of expected weekly peak load (CET for winter, but CEST for last week; CEST for summer) |  |  | 21 | 21 | 21 | 21 | 21 | 21 | 21 | 21 | 21 | 21 | 21 | 21 | 21 | 21 | 21 | 20 | 20 | 20
.
PART C : DATA FOR SEVERE CONDITIONS
17 | Non-usable capacity at reference point (all power stations including mothballed, authorization & technical & legal constraints, energy source unavailability etc. ) |  |  | 4.0643 | 4.0558 | 4.0757 | 4.06 | 4.0892 | 4.1777 | 4.185 | 4.1871 | 4.1947 | 4.2067 | 4.204 | 4.2341 | 4.2541 | 4.2748 | 4.2078 | 4.2214 | 4.2428 | 4.2683
17a | of which nuclear
17b | of which Lignite |  |  | 0 | 0 | 0 | 0 | 0 | 0 | 0 | 0 | 0 | 0 | 0 | 0 | 0 | 0 | 0 | 0 | 0 | 0
17c | of which Hard Coal |  |  | 0 | 0 | 0 | 0 | 0 | 0 | 0 | 0 | 0 | 0 | 0 | 0 | 0 | 0 | 0 | 0 | 0 | 0
17d | of which Gas |  |  | 0.55454 | 0.55379 | 0.59 | 0.58984 | 0.63053 | 0.72607 | 0.73089 | 0.72847 | 0.726 | 0.72505 | 0.70243 | 0.70683 | 0.70225 | 0.69881 | 0.61125 | 0.60535 | 0.61038 | 0.62184
17e | of which Oil |  |  | 0 | 0 | 0 | 0 | 0 | 0 | 0 | 0 | 0 | 0 | 0 | 0 | 0 | 0 | 0 | 0 | 0 | 0
17f | of which Oil Shale |  |  | 0 | 0 | 0 | 0 | 0 | 0 | 0 | 0 | 0 | 0 | 0 | 0 | 0 | 0 | 0 | 0 | 0 | 0
17g | of which Fossil Peat |  |  | 0 | 0 | 0 | 0 | 0 | 0 | 0 | 0 | 0 | 0 | 0 | 0 | 0 | 0 | 0 | 0 | 0 | 0
17h | of which onshore wind |  |  | 1.8605 | 1.8594 | 1.8581 | 1.8567 | 1.8555 | 1.8541 | 1.8534 | 1.8544 | 1.8531 | 1.8536 | 1.8559 | 1.858 | 1.8591 | 1.8594 | 1.8609 | 1.8622 | 1.8644 | 1.868
17i | of which offshore wind |  |  | 0 | 0 | 0 | 0 | 0 | 0 | 0 | 0 | 0 | 0 | 0 | 0 | 0 | 0 | 0 | 0 | 0 | 0
17j | of which Solar |  |  | 1.2325 | 1.2262 | 1.2152 | 1.2083 | 1.2025 | 1.1987 | 1.2005 | 1.2044 | 1.2165 | 1.229 | 1.2465 | 1.2658 | 1.2883 | 1.3131 | 1.3324 | 1.349 | 1.3608 | 1.3691
17k | of which Biomass |  |  | 0.039094 | 0.038989 | 0.038939 | 0.038751 | 0.038747 | 0.038829 | 0.039213 | 0.039108 | 0.038911 | 0.038879 | 0.038916 | 0.039308 | 0.038989 | 0.038715 | 0.038655 | 0.038838 | 0.039194 | 0.039235
17l | of which other RES (apart from hydro) |  |  | 0.059871 | 0.059636 | 0.059524 | 0.059106 | 0.059096 | 0.059279 | 0.060136 | 0.059901 | 0.059463 | 0.059392 | 0.059473 | 0.06035 | 0.059636 | 0.059025 | 0.058892 | 0.0593 | 0.060095 | 0.060187
17m | Hydro Run of River and Reservoir |  |  | 0.132 | 0.132 | 0.128 | 0.1215 | 0.117 | 0.115 | 0.115 | 0.115 | 0.115 | 0.115 | 0.115 | 0.118 | 0.12 | 0.12 | 0.12 | 0.121 | 0.122 | 0.124
17n | Hydro pumping |  |  | 0.18 | 0.18 | 0.18 | 0.18 | 0.18 | 0.18 | 0.18 | 0.18 | 0.18 | 0.18 | 0.18 | 0.18 | 0.18 | 0.18 | 0.18 | 0.18 | 0.18 | 0.18
17o | of which other non-RES (incl. not clearly identifiable energy sources) |  |  | 0.005825 | 0.0058159 | 0.0058116 | 0.0057954 | 0.005795 | 0.0058021 | 0.0058353 | 0.0058262 | 0.0058092 | 0.0058064 | 0.0058096 | 0.0058436 | 0.0058159 | 0.0057922 | 0.005787 | 0.0058029 | 0.0058337 | 0.0058373
18 | Available capacity (18 = 6 - (7 + 17)) |  |  | 3.9557 | 3.6432 | 3.9953 | 4.011 | 4.2698 | 3.8933 | 3.886 | 4.1719 | 4.1643 | 4.1523 | 4.155 | 4.4129 | 4.3929 | 4.3722 | 4.4392 | 4.3196 | 4.2982 | 4.3787
19 | Outages: average expected value (all power stations) under SEVERE conditions |  |  | 0.36818 | 0.32649 | 0.35671 | 0.35673 | 0.37898 | 0.31854 | 0.31811 | 0.37016 | 0.37039 | 0.37047 | 0.37251 | 0.42395 | 0.42437 | 0.42468 | 0.43256 | 0.42355 | 0.42309 | 0.4316
20 | System services reserve (one hour ahead of real time) under SEVERE conditions |  |  | 0.7 | 0.7 | 0.7 | 0.7 | 0.7 | 0.7 | 0.7 | 0.7 | 0.7 | 0.7 | 0.7 | 0.7 | 0.7 | 0.7 | 0.7 | 0.7 | 0.7 | 0.7
21 | Reliably available capacity under SEVERE conditions (21 = 18 - (19 + 20)) |  |  | 2.8875 | 2.6167 | 2.9386 | 2.9543 | 3.1909 | 2.8748 | 2.8679 | 3.1017 | 3.0939 | 3.0818 | 3.0825 | 3.2889 | 3.2686 | 3.2475 | 3.3066 | 3.196 | 3.1751 | 3.2471
22 | Demand at reference point in time under SEVERE conditions (one in 20 year) |  |  | 2.4065 | 2.388 | 2.721 | 2.7903 | 2.817 | 2.9255 | 2.9814 | 3.0244 | 3.1365 | 2.9797 | 2.8909 | 2.69 | 2.8325 | 2.8516 | 2.8344 | 2.6808 | 2.6842 | 2.6332
23a | Load reduction / demand side response available at reference point in time under SEVERE conditions
23b | Strategic reserves available at reference point in time under SEVERE conditions
24 | Net weekly peak load for SEVERE conditions (24 = 22-23a) |  |  | 2.4065 | 2.388 | 2.721 | 2.7903 | 2.817 | 2.9255 | 2.9814 | 3.0244 | 3.1365 | 2.9797 | 2.8909 | 2.69 | 2.8325 | 2.8516 | 2.8344 | 2.6808 | 2.6842 | 2.6332
25 | Remaining capacity for SEVERE conditions (25 = 21-24) |  |  | 0.48096 | 0.22869 | 0.21763 | 0.16401 | 0.37381 | -0.0507 | -0.11353 | 0.07739 | -0.042611 | 0.10213 | 0.19164 | 0.59896 | 0.43607 | 0.39593 | 0.47219 | 0.51522 | 0.4909 | 0.61392
C1 | Weekly peak load under SEVERE conditions (unrestricted reference point in time) |  |  | 2.7614 | 2.7402 | 2.8254 | 2.8973 | 2.9252 | 3.0377 | 3.0958 | 3.0997 | 3.2146 | 3.0539 | 2.9928 | 2.757 | 2.9623 | 3.1256 | 3.1068 | 3.0627 | 3.0666 | 3.0083
C2 | Daily hour of expected weekly peak load (CET for winter, but CEST for last week; CEST for summer) |  |  | 21 | 21 | 21 | 21 | 21 | 21 | 21 | 21 | 21 | 21 | 21 | 21 | 21 | 21 | 21 | 20 | 20 | 20
PART D: ADDITIONAL INFORMATION FOR INTERCONNECTORS (at synchronous peak)
31 | Simultaneous importable capacity |  | From | 1.3 | 1.3 | 1.3 | 1.3 | 1.3 | 1.3 | 1.3 | 1.3 | 1.3 | 1.3 | 1.3 | 1.3 | 1.3 | 1.3 | 1.3 | 1.3 | 1.3 | 1.3
32 | Simultaneous exportable capacity |  | To | 1.4 | 1.4 | 1.4 | 1.4 | 1.4 | 1.4 | 1.4 | 1.4 | 1.4 | 1.4 | 1.4 | 1.4 | 1.4 | 1.4 | 1.4 | 1.4 | 1.4 | 1.4
| The off-peak dates are related to Sunday of each week |  |  | 2019-06-02 | 2019-06-09 | 2019-06-16 | 2019-06-23 | 2019-06-30 | 2019-07-07 | 2019-07-14 | 2019-07-21 | 2019-07-28 | 2019-08-04 | 2019-08-11 | 2019-08-18 | 2019-08-25 | 2019-09-01 | 2019-09-08 | 2019-09-15 | 2019-09-22 | 2019-09-29
| WEEK |  |  | 22 | 23 | 24 | 25 | 26 | 27 | 28 | 29 | 30 | 31 | 32 | 33 | 34 | 35 | 36 | 37 | 38 | 39
| Time (CET for winter, but CEST for last week of winter; CEST for summer) |  |  | 5:00 | 5:00 | 5:00 | 5:00 | 5:00 | 5:00 | 5:00 | 5:00 | 5:00 | 5:00 | 5:00 | 5:00 | 5:00 | 5:00 | 5:00 | 5:00 | 5:00 | 5:00
PART E: ADDITIONAL INFORMATION FOR NIGHT MIN DEMAND CONDITIONS
33 | Weekly Minimum Demand (overnight valley minimum) |  |  | 1.4383 | 1.4278 | 1.4976 | 1.5247 | 1.5279 | 1.5828 | 1.6079 | 1.6835 | 1.7495 | 1.6621 | 1.5914 | 1.5963 | 1.6493 | 1.6633 | 1.6607 | 1.5827 | 1.5981 | 1.5793
34 | Must Run Generation (excluding wind/run of river) |  |  | 0.3915 | 0.391 | 0.398 | 0.6245 | 0.6175 | 0.609 | 0.626 | 0.626 | 0.628 | 0.633 | 0.636 | 0.6315 | 0.6345 | 0.641 | 0.6295 | 0.626 | 0.614 | 0.619
35 | Run of river generation (Must Run) |  |  | 0.001 | 0.001 | 0.006 | 0.0105 | 0.016 | 0.016 | 0.017 | 0.017 | 0.018 | 0.018 | 0.017 | 0.0145 | 0.0135 | 0.013 | 0.013 | 0.009 | 0.008 | 0.001
36 | Downward balancing reserves (FCR, FRR) |  |  | 0.25 | 0.25 | 0.25 | 0.25 | 0.25 | 0.25 | 0.25 | 0.25 | 0.25 | 0.25 | 0.25 | 0.25 | 0.25 | 0.25 | 0.25 | 0.25 | 0.25 | 0.25
37 | Pumping Storage Capacity available (Power) |  |  | 0.2 | 0.2 | 0.2 | 0.2 | 0.2 | 0.2 | 0.2 | 0.2 | 0.2 | 0.2 | 0.2 | 0.2 | 0.2 | 0.2 | 0.2 | 0.2 | 0.2 | 0.2
38a | Highest expected onshore wind generation running |  |  | 0.8687 | 0.8163 | 0.78989 | 0.74607 | 0.68824 | 0.60203 | 0.56597 | 0.52991 | 0.54697 | 0.54702 | 0.5475 | 0.62648 | 0.67997 | 0.74684 | 0.79242 | 0.88676 | 0.95498 | 1.083
38b | Highest expected offshore wind generation running |  |  | 0 | 0 | 0 | 0 | 0 | 0 | 0 | 0 | 0 | 0 | 0 | 0 | 0 | 0 | 0 | 0 | 0 | 0
39 | DOWNWARD REGULATION CAPABILITIES: 39 = (33+37)-(34+35+36+38a+38b)) |  |  | 0.12707 | 0.16951 | 0.25373 | 0.093656 | 0.15616 | 0.30574 | 0.34893 | 0.46055 | 0.50658 | 0.41405 | 0.34088 | 0.27377 | 0.27131 | 0.21246 | 0.17583 | 0.010978 | -0.028931 | -0.17364
PART Ebis: ADDITIONAL INFORMATION FOR INTERCONNECTORS
Transportable capacity at night minimum demand conditions (high wind conditions)
40 | Simultaneous importable capacity |  | From | 1.3 | 1.3 | 1.3 | 1.3 | 1.3 | 1.3 | 1.3 | 1.3 | 1.3 | 1.3 | 1.3 | 1.3 | 1.3 | 1.3 | 1.3 | 1.3 | 1.3 | 1.3
41 | Simultaneous exportable capacity |  | To | 1.4 | 1.4 | 1.4 | 1.4 | 1.4 | 1.4 | 1.4 | 1.4 | 1.4 | 1.4 | 1.4 | 1.4 | 1.4 | 1.4 | 1.4 | 1.4 | 1.4 | 1.4
| Time (CET for winter, but CEST for last week of winter; CEST for summer) |  |  | 11:00 | 11:00 | 11:00 | 11:00 | 11:00 | 11:00 | 11:00 | 11:00 | 11:00 | 11:00 | 11:00 | 11:00 | 11:00 | 11:00 | 11:00 | 11:00 | 11:00 | 11:00
PART F: ADDITIONAL INFORMATION FOR DAYTIME MIN DEMAND CONDITIONS
42 | Weekly Minimum Daytime Demand (Sunday low peak + solar) |  |  | 1.9367 | 1.9226 | 1.9171 | 1.9518 | 1.9558 | 2.0261 | 2.0582 | 2.0122 | 2.0912 | 1.9867 | 1.9022 | 1.908 | 1.9714 | 1.9758 | 1.9727 | 2.0641 | 2.0841 | 2.0596
43 | Must Run Generation (excluding wind/PV/run of river) |  |  | 0.2845 | 0.2875 | 0.288 | 0.511 | 0.5035 | 0.4885 | 0.5 | 0.4995 | 0.521 | 0.524 | 0.52 | 0.518 | 0.522 | 0.5375 | 0.5355 | 0.532 | 0.52 | 0.523
44 | Run of river generation (Must Run) |  |  | 0.0065 | 0.007 | 0.007 | 0.011 | 0.024 | 0.0185 | 0.018 | 0.018 | 0.018 | 0.018 | 0.0165 | 0.014 | 0.0135 | 0.013 | 0.013 | 0.009 | 0.007 | 0.001
45 | Downward balancing reserves (FCR, FRR) |  |  | 0.25 | 0.25 | 0.25 | 0.25 | 0.25 | 0.25 | 0.25 | 0.25 | 0.25 | 0.25 | 0.25 | 0.25 | 0.25 | 0.25 | 0.25 | 0.25 | 0.25 | 0.25
46 | Pumping Storage Capacity available (Power) |  |  | 0.2 | 0.2 | 0.2 | 0.2 | 0.2 | 0.2 | 0.2 | 0.2 | 0.2 | 0.2 | 0.2 | 0.2 | 0.2 | 0.2 | 0.2 | 0.2 | 0.2 | 0.2
47a | Highest expected onshore wind generation running |  |  | 0.88508 | 0.79952 | 0.73399 | 0.69152 | 0.63682 | 0.54578 | 0.52547 | 0.49338 | 0.51328 | 0.50879 | 0.51081 | 0.58997 | 0.66679 | 0.74287 | 0.82469 | 0.91139 | 0.98794 | 1.1188
47b | Highest expected offshore wind generation running |  |  | 0 | 0 | 0 | 0 | 0 | 0 | 0 | 0 | 0 | 0 | 0 | 0 | 0 | 0 | 0 | 0 | 0 | 0
48 | Highest expected solar PV running |  |  | 0.74266 | 0.7406 | 0.73778 | 0.73231 | 0.72712 | 0.72218 | 0.71616 | 0.71238 | 0.71078 | 0.70932 | 0.70745 | 0.706 | 0.70357 | 0.70013 | 0.69374 | 0.68623 | 0.68031 | 0.6789
49 | DOWNWARD REGULATION CAPABILITIES: 49 = (42+46)-(43+44+45+47a+47b+48a+48b) |  |  | -0.032004 | 0.038026 | 0.1003 | -0.044056 | 0.014392 | 0.20111 | 0.2486 | 0.23897 | 0.27816 | 0.17655 | 0.097407 | 0.030017 | 0.015504 | -0.067747 | -0.14422 | -0.12454 | -0.1612 | -0.31205
PART Fbis: ADDITIONAL INFORMATION FOR INTERCONNECTORS
Transportable capacity at daytime minimum demand conditions (high wind and high solar conditions)
50 | Simultaneous importable capacity |  | From | 1.3 | 1.3 | 1.3 | 1.3 | 1.3 | 1.3 | 1.3 | 1.3 | 1.3 | 1.3 | 1.3 | 1.3 | 1.3 | 1.3 | 1.3 | 1.3 | 1.3 | 1.3
51 | Simultaneous exportable capacity |  | To | 1.4 | 1.4 | 1.4 | 1.4 | 1.4 | 1.4 | 1.4 | 1.4 | 1.4 | 1.4 | 1.4 | 1.4 | 1.4 | 1.4 | 1.4 | 1.4 | 1.4 | 1.4

## IT04
Summer Outlook Report 2019
| Power Data (all entries are assumed to be >0) |  |  | Countrycode: |  | IT04 | [6 empty] | Heating if temperature below: | 15.7046 |  |  |  | Cooling if temperature above: | 21.6
| (Net values in GW, at a synchronous time every week) |  |  | Countryname: |  | Italy-SOUTH | [6 empty] | Heating saturation temperature: | 6 |  |  |  | Cooling saturation temperature: | not detected
[13 empty] | Temperature sensitivity in heating [MW/ ͦC] | -49.5 |  |  |  | Temperature sensitivity in cooling [MW/ ͦC] | 150
| The peak dates are related to Wednesday of each week |  |  | 2019-05-29 | 2019-06-05 | 2019-06-12 | 2019-06-19 | 2019-06-26 | 2019-07-03 | 2019-07-10 | 2019-07-17 | 2019-07-24 | 2019-07-31 | 2019-08-07 | 2019-08-14 | 2019-08-21 | 2019-08-28 | 2019-09-04 | 2019-09-11 | 2019-09-18 | 2019-09-25
| WEEK |  |  | 22 | 23 | 24 | 25 | 26 | 27 | 28 | 29 | 30 | 31 | 32 | 33 | 34 | 35 | 36 | 37 | 38 | 39
| Time (CET for winter, but CEST last week; CEST for summer) |  |  | 19:00 | 19:00 | 19:00 | 19:00 | 19:00 | 19:00 | 19:00 | 19:00 | 19:00 | 19:00 | 19:00 | 19:00 | 19:00 | 19:00 | 19:00 | 19:00 | 19:00 | 19:00
Line | PART A : INDIGENOUS NATIONAL GENERATION | Severe conditions Average Forced Outage Rate | Normal conditions Average Forced Outage Rate
Net generating capacity:
1 | Nuclear Power | 5% | 5%
2 | Fossil Fuels |  |  | 11.4781 | 11.4781 | 11.4781 | 11.4781 | 11.4781 | 11.4781 | 11.4781 | 11.4781 | 11.4781 | 11.4781 | 11.4781 | 11.4781 | 11.4781 | 11.4781 | 11.4781 | 11.4781 | 11.4781 | 11.4781
2a | of which Lignite | 9% | 9% | 0 | 0 | 0 | 0 | 0 | 0 | 0 | 0 | 0 | 0 | 0 | 0 | 0 | 0 | 0 | 0 | 0 | 0
2b | of which Hard Coal | 12% | 12% | 2.92 | 2.92 | 2.92 | 2.92 | 2.92 | 2.92 | 2.92 | 2.92 | 2.92 | 2.92 | 2.92 | 2.92 | 2.92 | 2.92 | 2.92 | 2.92 | 2.92 | 2.92
2c | of which Gas | 9% | 9% | 8.511 | 8.511 | 8.511 | 8.511 | 8.511 | 8.511 | 8.511 | 8.511 | 8.511 | 8.511 | 8.511 | 8.511 | 8.511 | 8.511 | 8.511 | 8.511 | 8.511 | 8.511
2d | of which Oil | 18% | 18% | 0.047081 | 0.047081 | 0.047081 | 0.047081 | 0.047081 | 0.047081 | 0.047081 | 0.047081 | 0.047081 | 0.047081 | 0.047081 | 0.047081 | 0.047081 | 0.047081 | 0.047081 | 0.047081 | 0.047081 | 0.047081
2e | of which Oil Shale | 8.75% | 8.75% | 0 | 0 | 0 | 0 | 0 | 0 | 0 | 0 | 0 | 0 | 0 | 0 | 0 | 0 | 0 | 0 | 0 | 0
2f | of which Fossil Peat | 8.75% | 8.75% | 0 | 0 | 0 | 0 | 0 | 0 | 0 | 0 | 0 | 0 | 0 | 0 | 0 | 0 | 0 | 0 | 0 | 0
3 | Renewable Energy Sources (other than hydro) |  |  | 9.509 | 9.509 | 9.509 | 9.509 | 9.509 | 9.509 | 9.509 | 9.509 | 9.509 | 9.509 | 9.509 | 9.509 | 9.509 | 9.509 | 9.509 | 9.509 | 9.509 | 9.509
3a | of which onshore wind | 0% | 0% | 5.254 | 5.254 | 5.254 | 5.254 | 5.254 | 5.254 | 5.254 | 5.254 | 5.254 | 5.254 | 5.254 | 5.254 | 5.254 | 5.254 | 5.254 | 5.254 | 5.254 | 5.254
3b | of which offshore wind | 0% | 0% | 0 | 0 | 0 | 0 | 0 | 0 | 0 | 0 | 0 | 0 | 0 | 0 | 0 | 0 | 0 | 0 | 0 | 0
3c | of which Solar (PV) | 0% | 0% | 3.711 | 3.711 | 3.711 | 3.711 | 3.711 | 3.711 | 3.711 | 3.711 | 3.711 | 3.711 | 3.711 | 3.711 | 3.711 | 3.711 | 3.711 | 3.711 | 3.711 | 3.711
3d | of which Biomass | 0% | 0% | 0.44931 | 0.44931 | 0.44931 | 0.44931 | 0.44931 | 0.44931 | 0.44931 | 0.44931 | 0.44931 | 0.44931 | 0.44931 | 0.44931 | 0.44931 | 0.44931 | 0.44931 | 0.44931 | 0.44931 | 0.44931
3e | of which other RES (e.g. tidal, wave, geothermal, RES waste, CSP) | 0% | 0% | 0.094698 | 0.094698 | 0.094698 | 0.094698 | 0.094698 | 0.094698 | 0.094698 | 0.094698 | 0.094698 | 0.094698 | 0.094698 | 0.094698 | 0.094698 | 0.094698 | 0.094698 | 0.094698 | 0.094698 | 0.094698
4a | Hydro Run of River and Reservoir | 0% | 0% | 1.017 | 1.017 | 1.017 | 1.017 | 1.017 | 1.017 | 1.017 | 1.017 | 1.017 | 1.017 | 1.017 | 1.017 | 1.017 | 1.017 | 1.017 | 1.017 | 1.017 | 1.017
4b | Hydro pumping | 0% | 0% | 0 | 0 | 0 | 0 | 0 | 0 | 0 | 0 | 0 | 0 | 0 | 0 | 0 | 0 | 0 | 0 | 0 | 0
5 | Other non-RES (e.g. CHP non-renewable, waste non-renewable) | 10% | 10% | 0.0079089 | 0.0079089 | 0.0079089 | 0.0079089 | 0.0079089 | 0.0079089 | 0.0079089 | 0.0079089 | 0.0079089 | 0.0079089 | 0.0079089 | 0.0079089 | 0.0079089 | 0.0079089 | 0.0079089 | 0.0079089 | 0.0079089 | 0.0079089
6 | Total Net generating capacity (6 = 1+2+3+4a+4b+5) |  |  | 22.012 | 22.012 | 22.012 | 22.012 | 22.012 | 22.012 | 22.012 | 22.012 | 22.012 | 22.012 | 22.012 | 22.012 | 22.012 | 22.012 | 22.012 | 22.012 | 22.012 | 22.012
7 | Maintenance & Overhauls (planned outages) |  |  | 0.605 | 0.605 | 0.401 | 0.401 | 0.401 | 0 | 0 | 0 | 0 | 0 | 0.885 | 0.885 | 1.695 | 0.931 | 0.931 | 0.801 | 1.611 | 1.231
7a | Nuclear Power
7b | Lignite |  |  | 0 | 0 | 0 | 0 | 0 | 0 | 0 | 0 | 0 | 0 | 0 | 0 | 0 | 0 | 0 | 0 | 0 | 0
7c | Hard Coal |  |  | 0.605 | 0.605 | 0 | 0 | 0 | 0 | 0 | 0 | 0 | 0 | 0 | 0 | 0 | 0 | 0 | 0 | 0 | 0
7d | Gas |  |  | 0 | 0 | 0.401 | 0.401 | 0.401 | 0 | 0 | 0 | 0 | 0 | 0.885 | 0.885 | 1.695 | 0.931 | 0.931 | 0.801 | 1.611 | 1.231
7e | Oil |  |  | 0 | 0 | 0 | 0 | 0 | 0 | 0 | 0 | 0 | 0 | 0 | 0 | 0 | 0 | 0 | 0 | 0 | 0
7f | Oil Shale |  |  | 0 | 0 | 0 | 0 | 0 | 0 | 0 | 0 | 0 | 0 | 0 | 0 | 0 | 0 | 0 | 0 | 0 | 0
7g | Fossil Peat |  |  | 0 | 0 | 0 | 0 | 0 | 0 | 0 | 0 | 0 | 0 | 0 | 0 | 0 | 0 | 0 | 0 | 0 | 0
7h | Onshore Wind
7i | Offshore Wind |  |  | 0 | 0 | 0 | 0 | 0 | 0 | 0 | 0 | 0 | 0 | 0 | 0 | 0 | 0 | 0 | 0 | 0 | 0
7j | Solar (PV) |  |  | 0 | 0 | 0 | 0 | 0 | 0 | 0 | 0 | 0 | 0 | 0 | 0 | 0 | 0 | 0 | 0 | 0 | 0
7k | Biomass |  |  | 0 | 0 | 0 | 0 | 0 | 0 | 0 | 0 | 0 | 0 | 0 | 0 | 0 | 0 | 0 | 0 | 0 | 0
7l | other RES (apart from hydro, including tidal, wave, geothermal, waste renewable, CSP,…) |  |  | 0 | 0 | 0 | 0 | 0 | 0 | 0 | 0 | 0 | 0 | 0 | 0 | 0 | 0 | 0 | 0 | 0 | 0
7m | Hydro Run of River and Reservoir |  |  | 0 | 0 | 0 | 0 | 0 | 0 | 0 | 0 | 0 | 0 | 0 | 0 | 0 | 0 | 0 | 0 | 0 | 0
7n | Hydro pumping |  |  | 0 | 0 | 0 | 0 | 0 | 0 | 0 | 0 | 0 | 0 | 0 | 0 | 0 | 0 | 0 | 0 | 0 | 0
7o | Other non-RES (incl. not clearly identifiable energy sources) |  |  | 0 | 0 | 0 | 0 | 0 | 0 | 0 | 0 | 0 | 0 | 0 | 0 | 0 | 0 | 0 | 0 | 0 | 0
PART B : DATA FOR NORMAL CONDITIONS
8 | Non-usable capacity at reference point (all power stations including mothballed, authorization & technical & legal constraints, energy source unavailability etc. ) |  |  | 11.1239 | 11.4445 | 11.3289 | 11.3264 | 11.2144 | 11.3517 | 11.4004 | 11.4264 | 11.5174 | 11.6284 | 11.5307 | 11.7349 | 11.6893 | 11.691 | 11.4179 | 11.35 | 11.3142 | 11.4433
8a | of which nuclear
8b | of which Lignite |  |  | 0 | 0 | 0 | 0 | 0 | 0 | 0 | 0 | 0 | 0 | 0 | 0 | 0 | 0 | 0 | 0 | 0 | 0
8c | of which Hard Coal |  |  | 0.45705 | 0.44455 | 0.45636 | 0.45636 | 0.45636 | 0.495 | 0.495 | 0.495 | 0.495 | 0.495 | 0.50295 | 0.50295 | 0.50295 | 0.50295 | 0.42227 | 0.42227 | 0.42227 | 0.42227
8d | of which Gas |  |  | 1.6053 | 1.8899 | 1.8356 | 1.8326 | 1.8311 | 1.9467 | 1.9487 | 1.9483 | 1.9491 | 1.9775 | 1.7744 | 1.7873 | 1.7429 | 1.7487 | 1.5562 | 1.5028 | 1.488 | 1.5819
8e | of which Oil |  |  | 0.046325 | 0.046342 | 0.046333 | 0.046321 | 0.046305 | 0.04632 | 0.04632 | 0.046304 | 0.046297 | 0.046318 | 0.046327 | 0.046391 | 0.046331 | 0.046312 | 0.046284 | 0.046279 | 0.046274 | 0.046283
8f | of which Oil Shale |  |  | 0 | 0 | 0 | 0 | 0 | 0 | 0 | 0 | 0 | 0 | 0 | 0 | 0 | 0 | 0 | 0 | 0 | 0
8g | of which Fossil Peat |  |  | 0 | 0 | 0 | 0 | 0 | 0 | 0 | 0 | 0 | 0 | 0 | 0 | 0 | 0 | 0 | 0 | 0 | 0
8h | of which onshore wind |  |  | 4.5516 | 4.5776 | 4.5697 | 4.5705 | 4.5702 | 4.5715 | 4.6178 | 4.6331 | 4.6647 | 4.7051 | 4.7336 | 4.7778 | 4.7765 | 4.7632 | 4.7426 | 4.6829 | 4.6619 | 4.6486
8i | of which offshore wind |  |  | 0 | 0 | 0 | 0 | 0 | 0 | 0 | 0 | 0 | 0 | 0 | 0 | 0 | 0 | 0 | 0 | 0 | 0
8j | of which Solar |  |  | 3.2985 | 3.2775 | 3.2594 | 3.2442 | 3.2355 | 3.2324 | 3.2368 | 3.2468 | 3.2653 | 3.2908 | 3.3247 | 3.3642 | 3.4132 | 3.4709 | 3.5297 | 3.5862 | 3.633 | 3.6685
8k | of which Biomass |  |  | 0.33542 | 0.3397 | 0.33956 | 0.33935 | 0.33908 | 0.33834 | 0.33833 | 0.33805 | 0.33794 | 0.3383 | 0.35245 | 0.35355 | 0.35253 | 0.3522 | 0.33772 | 0.33764 | 0.33756 | 0.33771
8l | of which other RES (apart from hydro) |  |  | 0.066884 | 0.067488 | 0.067192 | 0.066736 | 0.066145 | 0.066709 | 0.066682 | 0.066091 | 0.065836 | 0.066615 | 0.066937 | 0.069314 | 0.067112 | 0.066413 | 0.065366 | 0.065191 | 0.065017 | 0.065339
8m | Hydro Run of River and Reservoir |  |  | 0.756 | 0.7945 | 0.748 | 0.7635 | 0.663 | 0.648 | 0.644 | 0.646 | 0.6865 | 0.702 | 0.7225 | 0.8265 | 0.781 | 0.7335 | 0.711 | 0.7 | 0.6535 | 0.666
8n | Hydro pumping |  |  | 0 | 0 | 0 | 0 | 0 | 0 | 0 | 0 | 0 | 0 | 0 | 0 | 0 | 0 | 0 | 0 | 0 | 0
8o | of which other non-RES (incl. not clearly identifiable energy sources) |  |  | 0.0067888 | 0.0068132 | 0.0068013 | 0.0067829 | 0.0067591 | 0.0067818 | 0.0067807 | 0.0067569 | 0.0067466 | 0.006778 | 0.006791 | 0.0068867 | 0.006798 | 0.0067699 | 0.0067277 | 0.0067207 | 0.0067137 | 0.0067266
9 | Available capacity (9 = 6 - (7 + 8)) |  |  | 10.2831 | 9.9625 | 10.2821 | 10.2846 | 10.3966 | 10.6603 | 10.6116 | 10.5856 | 10.4946 | 10.3836 | 9.5963 | 9.3921 | 8.6277 | 9.39 | 9.6631 | 9.861 | 9.0868 | 9.3377
10 | Outages: average expected value (all power stations) |  |  | 0.84472 | 0.8206 | 0.86057 | 0.86085 | 0.861 | 0.88204 | 0.88186 | 0.8819 | 0.88183 | 0.87927 | 0.81693 | 0.81575 | 0.74687 | 0.81512 | 0.84213 | 0.85864 | 0.78707 | 0.81282
11 | System services reserve (one hour ahead of real time) |  |  | 0.5 | 0.5 | 0.5 | 0.5 | 0.5 | 0.5 | 0.5 | 0.5 | 0.5 | 0.5 | 0.5 | 0.5 | 0.5 | 0.5 | 0.5 | 0.5 | 0.5 | 0.5
12 | Reliably available capacity (12 = 9 - (10 + 11)) |  |  | 8.9384 | 8.6419 | 8.9215 | 8.9238 | 9.0356 | 9.2782 | 9.2297 | 9.2037 | 9.1128 | 9.0043 | 8.2793 | 8.0763 | 7.3808 | 8.0749 | 8.321 | 8.5024 | 7.7997 | 8.0249
13 | Demand at reference point in time |  |  | 2.8998 | 2.9397 | 3.3613 | 3.3949 | 3.4272 | 3.4738 | 3.5593 | 3.7472 | 3.8109 | 3.5442 | 3.2631 | 2.6105 | 2.9653 | 3.3066 | 3.592 | 3.5428 | 3.3728 | 3.4453
13b | Population average daily (24h) temperature (degrees Celsius) |  |  | 19.9345 | 20.8486 | 21.6885 | 22.4415 | 23.0925 | 23.6305 | 24.0491 | 24.3362 | 24.4842 | 24.4935 | 24.3593 | 24.0814 | 23.6646 | 23.1082 | 22.4199 | 21.6088 | 20.6889 | 19.6689
14a | Load reduction / demand side response available at reference point in time
14b | Strategic reserves available at reference point in time
15 | Net weekly load at reference point in time (15 = 13-14a) |  |  | 2.8998 | 2.9397 | 3.3613 | 3.3949 | 3.4272 | 3.4738 | 3.5593 | 3.7472 | 3.8109 | 3.5442 | 3.2631 | 2.6105 | 2.9653 | 3.3066 | 3.592 | 3.5428 | 3.3728 | 3.4453
16 | Remaining capacity at reference point in time (16 = 12- 15) |  |  | 6.0387 | 5.7022 | 5.5601 | 5.5289 | 5.6084 | 5.8044 | 5.6704 | 5.4565 | 5.3018 | 5.4602 | 5.0162 | 5.4658 | 4.4155 | 4.7683 | 4.7291 | 4.9596 | 4.4268 | 4.5797
B1 | Weekly peak load (unrestricted reference point in time) |  |  | 3.4444 | 3.4918 | 3.6512 | 3.6877 | 3.7227 | 3.7734 | 3.8663 | 3.9918 | 4.0597 | 3.7755 | 3.5112 | 2.7809 | 3.2233 | 3.686 | 4.0041 | 3.9338 | 3.7451 | 3.8255
B2 | Daily hour of expected weekly peak load (CET for winter, but CEST for last week; CEST for summer) |  |  | 21 | 21 | 22 | 22 | 22 | 22 | 22 | 21 | 21 | 21 | 21 | 21 | 21 | 21 | 21 | 20 | 20 | 20
.
PART C : DATA FOR SEVERE CONDITIONS
17 | Non-usable capacity at reference point (all power stations including mothballed, authorization & technical & legal constraints, energy source unavailability etc. ) |  |  | 11.8266 | 12.1231 | 12.026 | 12.0115 | 11.8876 | 12.0255 | 12.0391 | 12.0595 | 12.1295 | 12.2094 | 12.1078 | 12.2868 | 12.2552 | 12.2661 | 11.9848 | 11.957 | 11.9221 | 12.0481
17a | of which nuclear
17b | of which Lignite |  |  | 0 | 0 | 0 | 0 | 0 | 0 | 0 | 0 | 0 | 0 | 0 | 0 | 0 | 0 | 0 | 0 | 0 | 0
17c | of which Hard Coal |  |  | 0.45705 | 0.45136 | 0.47568 | 0.47568 | 0.47568 | 0.495 | 0.495 | 0.495 | 0.495 | 0.495 | 0.51205 | 0.51205 | 0.51205 | 0.51205 | 0.43023 | 0.43023 | 0.43023 | 0.43023
17d | of which Gas |  |  | 1.6152 | 1.902 | 1.8477 | 1.8447 | 1.8432 | 1.9818 | 1.9839 | 1.9834 | 1.9842 | 2.0126 | 1.8096 | 1.8225 | 1.778 | 1.7805 | 1.5683 | 1.5149 | 1.5001 | 1.594
17e | of which Oil |  |  | 0.046325 | 0.046342 | 0.046333 | 0.046321 | 0.046305 | 0.04632 | 0.04632 | 0.046304 | 0.046297 | 0.046318 | 0.046327 | 0.046391 | 0.046331 | 0.046312 | 0.046284 | 0.046279 | 0.046274 | 0.046283
17f | of which Oil Shale |  |  | 0 | 0 | 0 | 0 | 0 | 0 | 0 | 0 | 0 | 0 | 0 | 0 | 0 | 0 | 0 | 0 | 0 | 0
17g | of which Fossil Peat |  |  | 0 | 0 | 0 | 0 | 0 | 0 | 0 | 0 | 0 | 0 | 0 | 0 | 0 | 0 | 0 | 0 | 0 | 0
17h | of which onshore wind |  |  | 5.1756 | 5.1709 | 5.1705 | 5.1672 | 5.16 | 5.1646 | 5.1736 | 5.1753 | 5.1808 | 5.1828 | 5.185 | 5.1865 | 5.189 | 5.1884 | 5.1914 | 5.1914 | 5.1939 | 5.1979
17i | of which offshore wind |  |  | 0 | 0 | 0 | 0 | 0 | 0 | 0 | 0 | 0 | 0 | 0 | 0 | 0 | 0 | 0 | 0 | 0 | 0
17j | of which Solar |  |  | 3.3673 | 3.3441 | 3.3242 | 3.3012 | 3.2874 | 3.2779 | 3.2845 | 3.3025 | 3.3261 | 3.359 | 3.4061 | 3.4631 | 3.5224 | 3.5799 | 3.6279 | 3.6647 | 3.6888 | 3.7039
17k | of which Biomass |  |  | 0.33542 | 0.3397 | 0.33956 | 0.33935 | 0.33908 | 0.33834 | 0.33833 | 0.33805 | 0.33794 | 0.3383 | 0.35245 | 0.35355 | 0.35253 | 0.3522 | 0.33772 | 0.33764 | 0.33756 | 0.33771
17l | of which other RES (apart from hydro) |  |  | 0.066884 | 0.067488 | 0.067192 | 0.066736 | 0.066145 | 0.066709 | 0.066682 | 0.066091 | 0.065836 | 0.066615 | 0.066937 | 0.069314 | 0.067112 | 0.066413 | 0.065366 | 0.065191 | 0.065017 | 0.065339
17m | Hydro Run of River and Reservoir |  |  | 0.756 | 0.7945 | 0.748 | 0.7635 | 0.663 | 0.648 | 0.644 | 0.646 | 0.6865 | 0.702 | 0.7225 | 0.8265 | 0.781 | 0.7335 | 0.711 | 0.7 | 0.6535 | 0.666
17n | Hydro pumping |  |  | 0 | 0 | 0 | 0 | 0 | 0 | 0 | 0 | 0 | 0 | 0 | 0 | 0 | 0 | 0 | 0 | 0 | 0
17o | of which other non-RES (incl. not clearly identifiable energy sources) |  |  | 0.0067888 | 0.0068132 | 0.0068013 | 0.0067829 | 0.0067591 | 0.0067818 | 0.0067807 | 0.0067569 | 0.0067466 | 0.006778 | 0.006791 | 0.0068867 | 0.006798 | 0.0067699 | 0.0067277 | 0.0067207 | 0.0067137 | 0.0067266
18 | Available capacity (18 = 6 - (7 + 17)) |  |  | 9.5804 | 9.2839 | 9.585 | 9.5995 | 9.7234 | 9.9865 | 9.9729 | 9.9525 | 9.8825 | 9.8026 | 9.0192 | 8.8402 | 8.0618 | 8.8149 | 9.0962 | 9.254 | 8.4789 | 8.7329
19 | Outages: average expected value (all power stations) under SEVERE conditions |  |  | 0.84383 | 0.81869 | 0.85717 | 0.85744 | 0.85759 | 0.87888 | 0.87869 | 0.87874 | 0.87867 | 0.8761 | 0.81268 | 0.8115 | 0.74262 | 0.81116 | 0.84009 | 0.85659 | 0.78503 | 0.81078
20 | System services reserve (one hour ahead of real time) under SEVERE conditions |  |  | 0.5 | 0.5 | 0.5 | 0.5 | 0.5 | 0.5 | 0.5 | 0.5 | 0.5 | 0.5 | 0.5 | 0.5 | 0.5 | 0.5 | 0.5 | 0.5 | 0.5 | 0.5
21 | Reliably available capacity under SEVERE conditions (21 = 18 - (19 + 20)) |  |  | 8.2366 | 7.9652 | 8.2278 | 8.242 | 8.3659 | 8.6076 | 8.5942 | 8.5738 | 8.5039 | 8.4265 | 7.7065 | 7.5287 | 6.8192 | 7.5037 | 7.7561 | 7.8974 | 7.1939 | 7.4222
22 | Demand at reference point in time under SEVERE conditions (one in 20 year) |  |  | 3.3415 | 3.4061 | 3.8953 | 3.945 | 3.9761 | 4.0218 | 4.1065 | 4.3046 | 4.368 | 4.0622 | 3.7401 | 2.9921 | 3.3987 | 3.7874 | 4.1122 | 4.0417 | 3.8457 | 3.8895
23a | Load reduction / demand side response available at reference point in time under SEVERE conditions
23b | Strategic reserves available at reference point in time under SEVERE conditions
24 | Net weekly peak load for SEVERE conditions (24 = 22-23a) |  |  | 3.3415 | 3.4061 | 3.8953 | 3.945 | 3.9761 | 4.0218 | 4.1065 | 4.3046 | 4.368 | 4.0622 | 3.7401 | 2.9921 | 3.3987 | 3.7874 | 4.1122 | 4.0417 | 3.8457 | 3.8895
25 | Remaining capacity for SEVERE conditions (25 = 21-24) |  |  | 4.8951 | 4.5591 | 4.3325 | 4.297 | 4.3897 | 4.5858 | 4.4876 | 4.2691 | 4.1359 | 4.3642 | 3.9665 | 4.5366 | 3.4205 | 3.7163 | 3.6439 | 3.8557 | 3.3482 | 3.5326
C1 | Weekly peak load under SEVERE conditions (unrestricted reference point in time) |  |  | 3.969 | 4.0458 | 4.2312 | 4.2853 | 4.319 | 4.3686 | 4.4607 | 4.5856 | 4.6531 | 4.3273 | 4.0244 | 3.1873 | 3.6944 | 4.222 | 4.584 | 4.4878 | 4.2702 | 4.3189
C2 | Daily hour of expected weekly peak load (CET for winter, but CEST for last week; CEST for summer) |  |  | 21 | 21 | 22 | 22 | 22 | 22 | 22 | 21 | 21 | 21 | 21 | 21 | 21 | 21 | 21 | 20 | 20 | 20
PART D: ADDITIONAL INFORMATION FOR INTERCONNECTORS (at synchronous peak)
31 | Simultaneous importable capacity |  | From | 11.199 | 11.199 | 11.199 | 11.699 | 11.699 | 11.699 | 11.699 | 11.699 | 11.699 | 11.699 | 11.699 | 11.699 | 11.699 | 11.699 | 11.699 | 11.699 | 11.699 | 11.699
32 | Simultaneous exportable capacity |  | To | 4.4 | 5.7 | 5.7 | 6.2 | 6.2 | 6.2 | 6.2 | 6.2 | 6.2 | 6.2 | 5.6 | 6.2 | 5.2 | 5.2 | 5.2 | 5.5 | 6.2 | 6.2
| The off-peak dates are related to Sunday of each week |  |  | 2019-06-02 | 2019-06-09 | 2019-06-16 | 2019-06-23 | 2019-06-30 | 2019-07-07 | 2019-07-14 | 2019-07-21 | 2019-07-28 | 2019-08-04 | 2019-08-11 | 2019-08-18 | 2019-08-25 | 2019-09-01 | 2019-09-08 | 2019-09-15 | 2019-09-22 | 2019-09-29
| WEEK |  |  | 22 | 23 | 24 | 25 | 26 | 27 | 28 | 29 | 30 | 31 | 32 | 33 | 34 | 35 | 36 | 37 | 38 | 39
| Time (CET for winter, but CEST for last week of winter; CEST for summer) |  |  | 5:00 | 5:00 | 5:00 | 5:00 | 5:00 | 5:00 | 5:00 | 5:00 | 5:00 | 5:00 | 5:00 | 5:00 | 5:00 | 5:00 | 5:00 | 5:00 | 5:00 | 5:00
PART E: ADDITIONAL INFORMATION FOR NIGHT MIN DEMAND CONDITIONS
33 | Weekly Minimum Demand (overnight valley minimum) |  |  | 1.8513 | 1.8768 | 2.0167 | 2.0368 | 2.0562 | 2.0842 | 2.1355 | 2.182 | 2.2191 | 2.0638 | 1.8713 | 1.7274 | 1.806 | 1.9358 | 2.1029 | 2.0191 | 1.9222 | 1.9635
34 | Must Run Generation (excluding wind/run of river) |  |  | 2.2745 | 2.007 | 2 | 2.0165 | 2.0575 | 2.0145 | 2.0155 | 2.0105 | 2.02 | 2.207 | 2.187 | 2.168 | 2.161 | 2.1735 | 2.203 | 2.215 | 2.219 | 2.219
35 | Run of river generation (Must Run) |  |  | 0.0685 | 0.067 | 0.078 | 0.061 | 0.0295 | 0.026 | 0.024 | 0.028 | 0.028 | 0.03 | 0.029 | 0.029 | 0.036 | 0.048 | 0.049 | 0.05 | 0.05 | 0.049
36 | Downward balancing reserves (FCR, FRR) |  |  | 0.25 | 0.25 | 0.25 | 0.25 | 0.25 | 0.25 | 0.25 | 0.25 | 0.25 | 0.25 | 0.25 | 0.25 | 0.25 | 0.25 | 0.25 | 0.25 | 0.25 | 0.25
37 | Pumping Storage Capacity available (Power) |  |  | 0 | 0 | 0 | 0 | 0 | 0 | 0 | 0 | 0 | 0 | 0 | 0 | 0 | 0 | 0 | 0 | 0 | 0
38a | Highest expected onshore wind generation running |  |  | 2.8165 | 2.7463 | 2.7371 | 2.7398 | 2.721 | 2.6767 | 2.6697 | 2.5473 | 2.5098 | 2.4024 | 2.3234 | 2.4593 | 2.4989 | 2.5857 | 2.7345 | 2.737 | 2.7962 | 2.8588
38b | Highest expected offshore wind generation running |  |  | 0 | 0 | 0 | 0 | 0 | 0 | 0 | 0 | 0 | 0 | 0 | 0 | 0 | 0 | 0 | 0 | 0 | 0
39 | DOWNWARD REGULATION CAPABILITIES: 39 = (33+37)-(34+35+36+38a+38b)) |  |  | -3.5583 | -3.1935 | -3.0484 | -3.0305 | -3.0019 | -2.8831 | -2.8237 | -2.6538 | -2.5887 | -2.8257 | -2.9181 | -3.179 | -3.1399 | -3.1214 | -3.1336 | -3.2329 | -3.3929 | -3.4133
PART Ebis: ADDITIONAL INFORMATION FOR INTERCONNECTORS
Transportable capacity at night minimum demand conditions (high wind conditions)
40 | Simultaneous importable capacity |  | From | 11.199 | 11.199 | 11.199 | 11.699 | 11.699 | 11.699 | 11.699 | 11.699 | 11.699 | 11.699 | 11.699 | 11.699 | 11.699 | 11.699 | 11.699 | 11.699 | 11.699 | 11.699
41 | Simultaneous exportable capacity |  | To | 5.7 | 5.7 | 5.7 | 6.2 | 5.2 | 6.2 | 6.2 | 6.2 | 6.2 | 5.6 | 5.6 | 6.2 | 5.2 | 5.2 | 5.5 | 5.5 | 6.2 | 6.2
| Time (CET for winter, but CEST for last week of winter; CEST for summer) |  |  | 11:00 | 11:00 | 11:00 | 11:00 | 11:00 | 11:00 | 11:00 | 11:00 | 11:00 | 11:00 | 11:00 | 11:00 | 11:00 | 11:00 | 11:00 | 11:00 | 11:00 | 11:00
PART F: ADDITIONAL INFORMATION FOR DAYTIME MIN DEMAND CONDITIONS
42 | Weekly Minimum Daytime Demand (Sunday low peak + solar) |  |  | 2.3529 | 2.3853 | 2.4105 | 2.4345 | 2.4577 | 2.4911 | 2.5525 | 2.556 | 2.5995 | 2.4175 | 2.1921 | 2.0234 | 2.1155 | 2.2326 | 2.4253 | 2.4972 | 2.3774 | 2.4284
43 | Must Run Generation (excluding wind/PV/run of river) |  |  | 2.242 | 1.98 | 1.973 | 2.0095 | 2.021 | 1.967 | 1.9795 | 1.9735 | 1.9995 | 1.9745 | 1.9735 | 1.9605 | 1.957 | 1.976 | 2.004 | 2.021 | 2.021 | 2.028
44 | Run of river generation (Must Run) |  |  | 0.117 | 0.107 | 0.054 | 0.067 | 0.083 | 0.0955 | 0.094 | 0.097 | 0.097 | 0.097 | 0.0955 | 0.0905 | 0.0885 | 0.088 | 0.088 | 0.09 | 0.075 | 0.048
45 | Downward balancing reserves (FCR, FRR) |  |  | 0.25 | 0.25 | 0.25 | 0.25 | 0.25 | 0.25 | 0.25 | 0.25 | 0.25 | 0.25 | 0.25 | 0.25 | 0.25 | 0.25 | 0.25 | 0.25 | 0.25 | 0.25
46 | Pumping Storage Capacity available (Power) |  |  | 0 | 0 | 0 | 0 | 0 | 0 | 0 | 0 | 0 | 0 | 0 | 0 | 0 | 0 | 0 | 0 | 0 | 0
47a | Highest expected onshore wind generation running |  |  | 2.8051 | 2.583 | 2.5751 | 2.6288 | 2.6166 | 2.4726 | 2.4259 | 2.3436 | 2.3179 | 2.1676 | 2.0574 | 2.2503 | 2.3781 | 2.4825 | 2.7259 | 2.7954 | 2.833 | 2.9758
47b | Highest expected offshore wind generation running |  |  | 0 | 0 | 0 | 0 | 0 | 0 | 0 | 0 | 0 | 0 | 0 | 0 | 0 | 0 | 0 | 0 | 0 | 0
48 | Highest expected solar PV running |  |  | 2.0565 | 2.0498 | 2.0404 | 2.0269 | 2.0146 | 1.9976 | 1.9815 | 1.9674 | 1.9572 | 1.9524 | 1.9454 | 1.9333 | 1.9255 | 1.9109 | 1.8867 | 1.8637 | 1.8429 | 1.8248
49 | DOWNWARD REGULATION CAPABILITIES: 49 = (42+46)-(43+44+45+47a+47b+48a+48b) |  |  | -5.1177 | -4.5844 | -4.482 | -4.5477 | -4.5275 | -4.2915 | -4.1785 | -4.0755 | -4.0222 | -4.0241 | -4.1298 | -4.4612 | -4.4836 | -4.4747 | -4.5293 | -4.523 | -4.6446 | -4.6982
PART Fbis: ADDITIONAL INFORMATION FOR INTERCONNECTORS
Transportable capacity at daytime minimum demand conditions (high wind and high solar conditions)
50 | Simultaneous importable capacity |  | From | 11.199 | 11.199 | 11.199 | 11.699 | 11.699 | 11.699 | 11.699 | 11.699 | 11.699 | 11.699 | 11.699 | 11.699 | 11.699 | 11.699 | 11.699 | 11.699 | 11.699 | 11.699
51 | Simultaneous exportable capacity |  | To | 5.7 | 5.7 | 5.7 | 6.2 | 5.2 | 6.2 | 6.2 | 5 | 6.2 | 5.6 | 5.6 | 6.2 | 5.2 | 5.2 | 5.5 | 5.5 | 6.2 | 6.2

## IT03
Summer Outlook Report 2019
| Power Data (all entries are assumed to be >0) |  |  | Countrycode: |  | IT03 | [6 empty] | Heating if temperature below: | 15.7046 |  |  |  | Cooling if temperature above: | 22.3
| (Net values in GW, at a synchronous time every week) |  |  | Countryname: |  | Italy-CENTR-SOUTH | [6 empty] | Heating saturation temperature: | 0 |  |  |  | Cooling saturation temperature: | not detected
[13 empty] | Temperature sensitivity in heating [MW/ ͦC] | -75.5 |  |  |  | Temperature sensitivity in cooling [MW/ ͦC] | 300
| The peak dates are related to Wednesday of each week |  |  | 2019-05-29 | 2019-06-05 | 2019-06-12 | 2019-06-19 | 2019-06-26 | 2019-07-03 | 2019-07-10 | 2019-07-17 | 2019-07-24 | 2019-07-31 | 2019-08-07 | 2019-08-14 | 2019-08-21 | 2019-08-28 | 2019-09-04 | 2019-09-11 | 2019-09-18 | 2019-09-25
| WEEK |  |  | 22 | 23 | 24 | 25 | 26 | 27 | 28 | 29 | 30 | 31 | 32 | 33 | 34 | 35 | 36 | 37 | 38 | 39
| Time (CET for winter, but CEST last week; CEST for summer) |  |  | 19:00 | 19:00 | 19:00 | 19:00 | 19:00 | 19:00 | 19:00 | 19:00 | 19:00 | 19:00 | 19:00 | 19:00 | 19:00 | 19:00 | 19:00 | 19:00 | 19:00 | 19:00
Line | PART A : INDIGENOUS NATIONAL GENERATION | Severe conditions Average Forced Outage Rate | Normal conditions Average Forced Outage Rate
Net generating capacity:
1 | Nuclear Power | 5% | 5%
2 | Fossil Fuels |  |  | 8.8433 | 8.8433 | 8.8433 | 8.8433 | 8.8433 | 8.8433 | 8.8433 | 8.8433 | 8.8433 | 8.8433 | 8.8433 | 8.8433 | 8.8433 | 8.8433 | 8.8433 | 8.8433 | 8.8433 | 8.8433
2a | of which Lignite | 9% | 9% | 0 | 0 | 0 | 0 | 0 | 0 | 0 | 0 | 0 | 0 | 0 | 0 | 0 | 0 | 0 | 0 | 0 | 0
2b | of which Hard Coal | 12% | 12% | 1.845 | 1.845 | 1.845 | 1.845 | 1.845 | 1.845 | 1.845 | 1.845 | 1.845 | 1.845 | 1.845 | 1.845 | 1.845 | 1.845 | 1.845 | 1.845 | 1.845 | 1.845
2c | of which Gas | 9% | 9% | 6.914 | 6.914 | 6.914 | 6.914 | 6.914 | 6.914 | 6.914 | 6.914 | 6.914 | 6.914 | 6.914 | 6.914 | 6.914 | 6.914 | 6.914 | 6.914 | 6.914 | 6.914
2d | of which Oil | 18% | 18% | 0.084352 | 0.084352 | 0.084352 | 0.084352 | 0.084352 | 0.084352 | 0.084352 | 0.084352 | 0.084352 | 0.084352 | 0.084352 | 0.084352 | 0.084352 | 0.084352 | 0.084352 | 0.084352 | 0.084352 | 0.084352
2e | of which Oil Shale | 8.75% | 8.75% | 0 | 0 | 0 | 0 | 0 | 0 | 0 | 0 | 0 | 0 | 0 | 0 | 0 | 0 | 0 | 0 | 0 | 0
2f | of which Fossil Peat | 8.75% | 8.75% | 0 | 0 | 0 | 0 | 0 | 0 | 0 | 0 | 0 | 0 | 0 | 0 | 0 | 0 | 0 | 0 | 0 | 0
3 | Renewable Energy Sources (other than hydro) |  |  | 5.1678 | 5.1678 | 5.1678 | 5.1678 | 5.1678 | 5.1678 | 5.1678 | 5.1678 | 5.1678 | 5.1678 | 5.1678 | 5.1678 | 5.1678 | 5.1678 | 5.1678 | 5.1678 | 5.1678 | 5.1678
3a | of which onshore wind | 0% | 0% | 1.742 | 1.742 | 1.742 | 1.742 | 1.742 | 1.742 | 1.742 | 1.742 | 1.742 | 1.742 | 1.742 | 1.742 | 1.742 | 1.742 | 1.742 | 1.742 | 1.742 | 1.742
3b | of which offshore wind | 0% | 0% | 0 | 0 | 0 | 0 | 0 | 0 | 0 | 0 | 0 | 0 | 0 | 0 | 0 | 0 | 0 | 0 | 0 | 0
3c | of which Solar (PV) | 0% | 0% | 2.857 | 2.857 | 2.857 | 2.857 | 2.857 | 2.857 | 2.857 | 2.857 | 2.857 | 2.857 | 2.857 | 2.857 | 2.857 | 2.857 | 2.857 | 2.857 | 2.857 | 2.857
3d | of which Biomass | 0% | 0% | 0.36902 | 0.36902 | 0.36902 | 0.36902 | 0.36902 | 0.36902 | 0.36902 | 0.36902 | 0.36902 | 0.36902 | 0.36902 | 0.36902 | 0.36902 | 0.36902 | 0.36902 | 0.36902 | 0.36902 | 0.36902
3e | of which other RES (e.g. tidal, wave, geothermal, RES waste, CSP) | 0% | 0% | 0.19981 | 0.19981 | 0.19981 | 0.19981 | 0.19981 | 0.19981 | 0.19981 | 0.19981 | 0.19981 | 0.19981 | 0.19981 | 0.19981 | 0.19981 | 0.19981 | 0.19981 | 0.19981 | 0.19981 | 0.19981
4a | Hydro Run of River and Reservoir | 0% | 0% | 1.01 | 1.01 | 1.01 | 1.01 | 1.01 | 1.01 | 1.01 | 1.01 | 1.01 | 1.01 | 1.01 | 1.01 | 1.01 | 1.01 | 1.01 | 1.01 | 1.01 | 1.01
4b | Hydro pumping | 0% | 0% | 1.747 | 1.747 | 1.747 | 1.747 | 1.747 | 1.747 | 1.747 | 1.747 | 1.747 | 1.747 | 1.747 | 1.747 | 1.747 | 1.747 | 1.747 | 1.747 | 1.747 | 1.747
5 | Other non-RES (e.g. CHP non-renewable, waste non-renewable) | 10% | 10% | 0.031838 | 0.031838 | 0.031838 | 0.031838 | 0.031838 | 0.031838 | 0.031838 | 0.031838 | 0.031838 | 0.031838 | 0.031838 | 0.031838 | 0.031838 | 0.031838 | 0.031838 | 0.031838 | 0.031838 | 0.031838
6 | Total Net generating capacity (6 = 1+2+3+4a+4b+5) |  |  | 16.8 | 16.8 | 16.8 | 16.8 | 16.8 | 16.8 | 16.8 | 16.8 | 16.8 | 16.8 | 16.8 | 16.8 | 16.8 | 16.8 | 16.8 | 16.8 | 16.8 | 16.8
7 | Maintenance & Overhauls (planned outages) |  |  | 2.809 | 2.687 | 2.085 | 1.685 | 1.265 | 0.66 | 0.66 | 0.66 | 0.66 | 0.66 | 0.66 | 0.66 | 0.66 | 0.66 | 0.66 | 1.05 | 1.05 | 1.044
7a | Nuclear Power
7b | Lignite |  |  | 0 | 0 | 0 | 0 | 0 | 0 | 0 | 0 | 0 | 0 | 0 | 0 | 0 | 0 | 0 | 0 | 0 | 0
7c | Hard Coal |  |  | 0 | 0 | 0.605 | 0.605 | 0.605 | 0 | 0 | 0 | 0 | 0 | 0 | 0 | 0 | 0 | 0 | 0 | 0 | 0
7d | Gas |  |  | 2.809 | 2.687 | 1.48 | 1.08 | 0.66 | 0.66 | 0.66 | 0.66 | 0.66 | 0.66 | 0.66 | 0.66 | 0.66 | 0.66 | 0.66 | 1.05 | 1.05 | 1.044
7e | Oil |  |  | 0 | 0 | 0 | 0 | 0 | 0 | 0 | 0 | 0 | 0 | 0 | 0 | 0 | 0 | 0 | 0 | 0 | 0
7f | Oil Shale |  |  | 0 | 0 | 0 | 0 | 0 | 0 | 0 | 0 | 0 | 0 | 0 | 0 | 0 | 0 | 0 | 0 | 0 | 0
7g | Fossil Peat |  |  | 0 | 0 | 0 | 0 | 0 | 0 | 0 | 0 | 0 | 0 | 0 | 0 | 0 | 0 | 0 | 0 | 0 | 0
7h | Onshore Wind
7i | Offshore Wind |  |  | 0 | 0 | 0 | 0 | 0 | 0 | 0 | 0 | 0 | 0 | 0 | 0 | 0 | 0 | 0 | 0 | 0 | 0
7j | Solar (PV) |  |  | 0 | 0 | 0 | 0 | 0 | 0 | 0 | 0 | 0 | 0 | 0 | 0 | 0 | 0 | 0 | 0 | 0 | 0
7k | Biomass |  |  | 0 | 0 | 0 | 0 | 0 | 0 | 0 | 0 | 0 | 0 | 0 | 0 | 0 | 0 | 0 | 0 | 0 | 0
7l | other RES (apart from hydro, including tidal, wave, geothermal, waste renewable, CSP,…) |  |  | 0 | 0 | 0 | 0 | 0 | 0 | 0 | 0 | 0 | 0 | 0 | 0 | 0 | 0 | 0 | 0 | 0 | 0
7m | Hydro Run of River and Reservoir |  |  | 0 | 0 | 0 | 0 | 0 | 0 | 0 | 0 | 0 | 0 | 0 | 0 | 0 | 0 | 0 | 0 | 0 | 0
7n | Hydro pumping |  |  | 0 | 0 | 0 | 0 | 0 | 0 | 0 | 0 | 0 | 0 | 0 | 0 | 0 | 0 | 0 | 0 | 0 | 0
7o | Other non-RES (incl. not clearly identifiable energy sources) |  |  | 0 | 0 | 0 | 0 | 0 | 0 | 0 | 0 | 0 | 0 | 0 | 0 | 0 | 0 | 0 | 0 | 0 | 0
PART B : DATA FOR NORMAL CONDITIONS
8 | Non-usable capacity at reference point (all power stations including mothballed, authorization & technical & legal constraints, energy source unavailability etc. ) |  |  | 7.5981 | 7.5034 | 7.6053 | 7.6631 | 7.7313 | 7.6961 | 7.695 | 7.6952 | 7.7313 | 7.8617 | 7.8967 | 8.0317 | 7.9855 | 7.9953 | 7.9477 | 7.9519 | 7.9893 | 8.0089
8a | of which nuclear
8b | of which Lignite |  |  | 0 | 0 | 0 | 0 | 0 | 0 | 0 | 0 | 0 | 0 | 0 | 0 | 0 | 0 | 0 | 0 | 0 | 0
8c | of which Hard Coal |  |  | 0.28705 | 0.089318 | 0.082045 | 0.082045 | 0.082045 | 0.035909 | 0.035909 | 0.035909 | 0.035909 | 0.035909 | 0.084773 | 0.084773 | 0.084773 | 0.084773 | 0.092727 | 0.092727 | 0.092727 | 0.092727
8d | of which Gas |  |  | 0.89864 | 0.96626 | 1.0599 | 1.0988 | 1.1658 | 1.1374 | 1.1405 | 1.1398 | 1.1379 | 1.1433 | 1.0877 | 1.1116 | 1.0898 | 1.0817 | 1.0023 | 0.97591 | 0.98019 | 0.97907
8e | of which Oil |  |  | 0.028876 | 0.028894 | 0.028847 | 0.028843 | 0.028848 | 0.031355 | 0.03137 | 0.031366 | 0.031357 | 0.031383 | 0.030187 | 0.0303 | 0.030196 | 0.030158 | 0.030136 | 0.030135 | 0.030156 | 0.030158
8f | of which Oil Shale |  |  | 0 | 0 | 0 | 0 | 0 | 0 | 0 | 0 | 0 | 0 | 0 | 0 | 0 | 0 | 0 | 0 | 0 | 0
8g | of which Fossil Peat |  |  | 0 | 0 | 0 | 0 | 0 | 0 | 0 | 0 | 0 | 0 | 0 | 0 | 0 | 0 | 0 | 0 | 0 | 0
8h | of which onshore wind |  |  | 1.6091 | 1.6158 | 1.6199 | 1.621 | 1.6209 | 1.6227 | 1.6319 | 1.6386 | 1.6415 | 1.6457 | 1.647 | 1.6469 | 1.6437 | 1.6342 | 1.6233 | 1.6057 | 1.5938 | 1.5932
8i | of which offshore wind |  |  | 0 | 0 | 0 | 0 | 0 | 0 | 0 | 0 | 0 | 0 | 0 | 0 | 0 | 0 | 0 | 0 | 0 | 0
8j | of which Solar |  |  | 2.4799 | 2.4647 | 2.4494 | 2.4356 | 2.4286 | 2.4258 | 2.4293 | 2.4388 | 2.4546 | 2.475 | 2.5016 | 2.5339 | 2.5744 | 2.624 | 2.6743 | 2.7265 | 2.7721 | 2.8058
8k | of which Biomass |  |  | 0.27983 | 0.2802 | 0.27823 | 0.27816 | 0.27925 | 0.29365 | 0.29595 | 0.29888 | 0.2997 | 0.30922 | 0.29569 | 0.29999 | 0.28939 | 0.2826 | 0.27916 | 0.27614 | 0.27705 | 0.27711
8l | of which other RES (apart from hydro) |  |  | 0.17171 | 0.17258 | 0.17034 | 0.17018 | 0.17038 | 0.1736 | 0.1743 | 0.17413 | 0.17371 | 0.17492 | 0.176 | 0.18131 | 0.17646 | 0.17464 | 0.17362 | 0.17358 | 0.17453 | 0.17466
8m | Hydro Run of River and Reservoir |  |  | 0.5655 | 0.608 | 0.639 | 0.671 | 0.678 | 0.698 | 0.678 | 0.66 | 0.679 | 0.7685 | 0.796 | 0.865 | 0.819 | 0.8055 | 0.7945 | 0.7935 | 0.791 | 0.7785
8n | Hydro pumping |  |  | 1.247 | 1.247 | 1.247 | 1.247 | 1.247 | 1.247 | 1.247 | 1.247 | 1.247 | 1.247 | 1.247 | 1.247 | 1.247 | 1.247 | 1.247 | 1.247 | 1.247 | 1.247
8o | of which other non-RES (incl. not clearly identifiable energy sources) |  |  | 0.030607 | 0.030645 | 0.030547 | 0.03054 | 0.030549 | 0.03069 | 0.03072 | 0.030713 | 0.030695 | 0.030748 | 0.030795 | 0.031028 | 0.030815 | 0.030736 | 0.030691 | 0.030689 | 0.030731 | 0.030736
9 | Available capacity (9 = 6 - (7 + 8)) |  |  | 6.3929 | 6.6096 | 7.1097 | 7.4519 | 7.8037 | 8.4439 | 8.445 | 8.4448 | 8.4087 | 8.2783 | 8.2433 | 8.1083 | 8.1545 | 8.1447 | 8.1923 | 7.7981 | 7.7607 | 7.7471
10 | Outages: average expected value (all power stations) |  |  | 0.48563 | 0.51425 | 0.54274 | 0.57525 | 0.60701 | 0.68723 | 0.68695 | 0.68702 | 0.68719 | 0.68669 | 0.68604 | 0.68385 | 0.68585 | 0.6866 | 0.69279 | 0.66007 | 0.65968 | 0.66032
11 | System services reserve (one hour ahead of real time) |  |  | 0.5 | 0.5 | 0.5 | 0.5 | 0.5 | 0.5 | 0.5 | 0.5 | 0.5 | 0.5 | 0.5 | 0.5 | 0.5 | 0.5 | 0.5 | 0.5 | 0.5 | 0.5
12 | Reliably available capacity (12 = 9 - (10 + 11)) |  |  | 5.4072 | 5.5954 | 6.067 | 6.3766 | 6.6967 | 7.2567 | 7.2581 | 7.2577 | 7.2215 | 7.0916 | 7.0572 | 6.9244 | 6.9687 | 6.9581 | 6.9995 | 6.638 | 6.6011 | 6.5868
13 | Demand at reference point in time |  |  | 5.9973 | 6.1344 | 6.5517 | 6.7314 | 6.7633 | 6.8433 | 7.1303 | 7.0452 | 7.0907 | 6.5944 | 6.0715 | 4.802 | 5.5173 | 6.3503 | 6.8019 | 6.2288 | 6.2486 | 6.4082
13b | Population average daily (24h) temperature (degrees Celsius) |  |  | 19.9345 | 20.8486 | 21.6885 | 22.4415 | 23.0925 | 23.6305 | 24.0491 | 24.3362 | 24.4842 | 24.4935 | 24.3593 | 24.0814 | 23.6646 | 23.1082 | 22.4199 | 21.6088 | 20.6889 | 19.6689
14a | Load reduction / demand side response available at reference point in time
14b | Strategic reserves available at reference point in time
15 | Net weekly load at reference point in time (15 = 13-14a) |  |  | 5.9973 | 6.1344 | 6.5517 | 6.7314 | 6.7633 | 6.8433 | 7.1303 | 7.0452 | 7.0907 | 6.5944 | 6.0715 | 4.802 | 5.5173 | 6.3503 | 6.8019 | 6.2288 | 6.2486 | 6.4082
16 | Remaining capacity at reference point in time (16 = 12- 15) |  |  | -0.59008 | -0.53898 | -0.48477 | -0.35479 | -0.066639 | 0.41341 | 0.12773 | 0.21253 | 0.13074 | 0.49718 | 0.98578 | 2.1224 | 1.4514 | 0.60783 | 0.19758 | 0.40927 | 0.35251 | 0.17858
B1 | Weekly peak load (unrestricted reference point in time) |  |  | 6.425 | 6.5719 | 6.789 | 6.9752 | 7.0082 | 7.0911 | 7.3885 | 7.399 | 7.4468 | 6.9255 | 6.4407 | 5.0431 | 5.9126 | 6.6458 | 7.1184 | 6.9037 | 6.9257 | 7.1026
B2 | Daily hour of expected weekly peak load (CET for winter, but CEST for last week; CEST for summer) |  |  | 21 | 21 | 17 | 17 | 17 | 17 | 17 | 17 | 17 | 17 | 17 | 17 | 17 | 21 | 21 | 20 | 20 | 20
.
PART C : DATA FOR SEVERE CONDITIONS
17 | Non-usable capacity at reference point (all power stations including mothballed, authorization & technical & legal constraints, energy source unavailability etc. ) |  |  | 7.8195 | 7.7014 | 7.8237 | 7.8771 | 7.9398 | 7.9039 | 7.8931 | 7.8893 | 7.9181 | 8.0444 | 8.1176 | 8.2692 | 8.2348 | 8.2535 | 8.1818 | 8.1841 | 8.2126 | 8.217
17a | of which nuclear
17b | of which Lignite |  |  | 0 | 0 | 0 | 0 | 0 | 0 | 0 | 0 | 0 | 0 | 0 | 0 | 0 | 0 | 0 | 0 | 0 | 0
17c | of which Hard Coal |  |  | 0.29045 | 0.089318 | 0.082045 | 0.082045 | 0.082045 | 0.045 | 0.045 | 0.045 | 0.045 | 0.045 | 0.10409 | 0.10409 | 0.10409 | 0.10409 | 0.095 | 0.095 | 0.095 | 0.095
17d | of which Gas |  |  | 0.90414 | 0.96736 | 1.0863 | 1.1251 | 1.1922 | 1.1572 | 1.1603 | 1.1596 | 1.1577 | 1.1631 | 1.1284 | 1.1522 | 1.1305 | 1.1223 | 1.0265 | 1.0001 | 1.0044 | 1.0032
17e | of which Oil |  |  | 0.028876 | 0.028894 | 0.028847 | 0.028843 | 0.028848 | 0.031355 | 0.03137 | 0.031366 | 0.031357 | 0.031383 | 0.030187 | 0.0303 | 0.030196 | 0.030158 | 0.030136 | 0.030135 | 0.030156 | 0.030158
17f | of which Oil Shale |  |  | 0 | 0 | 0 | 0 | 0 | 0 | 0 | 0 | 0 | 0 | 0 | 0 | 0 | 0 | 0 | 0 | 0 | 0
17g | of which Fossil Peat |  |  | 0 | 0 | 0 | 0 | 0 | 0 | 0 | 0 | 0 | 0 | 0 | 0 | 0 | 0 | 0 | 0 | 0 | 0
17h | of which onshore wind |  |  | 1.7347 | 1.7347 | 1.7349 | 1.735 | 1.7335 | 1.7339 | 1.7352 | 1.735 | 1.7353 | 1.7354 | 1.7355 | 1.7359 | 1.7362 | 1.7361 | 1.7359 | 1.7355 | 1.736 | 1.7366
17i | of which offshore wind |  |  | 0 | 0 | 0 | 0 | 0 | 0 | 0 | 0 | 0 | 0 | 0 | 0 | 0 | 0 | 0 | 0 | 0 | 0
17j | of which Solar |  |  | 2.5667 | 2.5427 | 2.5264 | 2.5092 | 2.498 | 2.4925 | 2.4942 | 2.5066 | 2.5176 | 2.5381 | 2.574 | 2.6224 | 2.6712 | 2.7204 | 2.7692 | 2.8025 | 2.8268 | 2.844
17k | of which Biomass |  |  | 0.27983 | 0.2802 | 0.27823 | 0.27816 | 0.27925 | 0.29465 | 0.29695 | 0.29988 | 0.3007 | 0.31022 | 0.29569 | 0.29999 | 0.28939 | 0.2826 | 0.27916 | 0.27614 | 0.27705 | 0.27711
17l | of which other RES (apart from hydro) |  |  | 0.17171 | 0.17258 | 0.17034 | 0.17018 | 0.17038 | 0.1736 | 0.1743 | 0.17413 | 0.17371 | 0.17492 | 0.176 | 0.18131 | 0.17646 | 0.17464 | 0.17362 | 0.17358 | 0.17453 | 0.17466
17m | Hydro Run of River and Reservoir |  |  | 0.5655 | 0.608 | 0.639 | 0.671 | 0.678 | 0.698 | 0.678 | 0.66 | 0.679 | 0.7685 | 0.796 | 0.865 | 0.819 | 0.8055 | 0.7945 | 0.7935 | 0.791 | 0.7785
17n | Hydro pumping |  |  | 1.247 | 1.247 | 1.247 | 1.247 | 1.247 | 1.247 | 1.247 | 1.247 | 1.247 | 1.247 | 1.247 | 1.247 | 1.247 | 1.247 | 1.247 | 1.247 | 1.247 | 1.247
17o | of which other non-RES (incl. not clearly identifiable energy sources) |  |  | 0.030607 | 0.030645 | 0.030547 | 0.03054 | 0.030549 | 0.03069 | 0.03072 | 0.030713 | 0.030695 | 0.030748 | 0.030795 | 0.031028 | 0.030815 | 0.030736 | 0.030691 | 0.030689 | 0.030731 | 0.030736
18 | Available capacity (18 = 6 - (7 + 17)) |  |  | 6.1715 | 6.4116 | 6.8913 | 7.2379 | 7.5952 | 8.2361 | 8.2469 | 8.2507 | 8.2219 | 8.0956 | 8.0224 | 7.8708 | 7.9052 | 7.8865 | 7.9582 | 7.5659 | 7.5374 | 7.539
19 | Outages: average expected value (all power stations) under SEVERE conditions |  |  | 0.48473 | 0.51415 | 0.54036 | 0.57287 | 0.60463 | 0.68436 | 0.68408 | 0.68414 | 0.68432 | 0.68382 | 0.68006 | 0.67788 | 0.67988 | 0.68062 | 0.69034 | 0.65762 | 0.65723 | 0.65787
20 | System services reserve (one hour ahead of real time) under SEVERE conditions |  |  | 0.5 | 0.5 | 0.5 | 0.5 | 0.5 | 0.5 | 0.5 | 0.5 | 0.5 | 0.5 | 0.5 | 0.5 | 0.5 | 0.5 | 0.5 | 0.5 | 0.5 | 0.5
21 | Reliably available capacity under SEVERE conditions (21 = 18 - (19 + 20)) |  |  | 5.1868 | 5.3974 | 5.851 | 6.1651 | 6.4906 | 7.0518 | 7.0628 | 7.0665 | 7.0376 | 6.9118 | 6.8423 | 6.6929 | 6.7253 | 6.7058 | 6.7679 | 6.4082 | 6.3802 | 6.3811
22 | Demand at reference point in time under SEVERE conditions (one in 20 year) |  |  | 6.3993 | 6.6703 | 7.2319 | 7.5238 | 7.6528 | 7.8138 | 8.1651 | 8.1123 | 8.1862 | 7.6132 | 7.0094 | 5.5438 | 6.3697 | 7.2493 | 7.6918 | 6.9787 | 6.8935 | 6.9343
23a | Load reduction / demand side response available at reference point in time under SEVERE conditions
23b | Strategic reserves available at reference point in time under SEVERE conditions
24 | Net weekly peak load for SEVERE conditions (24 = 22-23a) |  |  | 6.3993 | 6.6703 | 7.2319 | 7.5238 | 7.6528 | 7.8138 | 8.1651 | 8.1123 | 8.1862 | 7.6132 | 7.0094 | 5.5438 | 6.3697 | 7.2493 | 7.6918 | 6.9787 | 6.8935 | 6.9343
25 | Remaining capacity for SEVERE conditions (25 = 21-24) |  |  | -1.2125 | -1.2729 | -1.3809 | -1.3587 | -1.1622 | -0.76204 | -1.1023 | -1.0458 | -1.1486 | -0.70138 | -0.16711 | 1.1491 | 0.35563 | -0.54346 | -0.92392 | -0.57048 | -0.51329 | -0.55319
C1 | Weekly peak load under SEVERE conditions (unrestricted reference point in time) |  |  | 6.8557 | 7.1461 | 7.4938 | 7.7962 | 7.9299 | 8.0968 | 8.4608 | 8.5196 | 8.5972 | 7.9954 | 7.4357 | 5.8222 | 6.826 | 7.5866 | 8.0497 | 7.735 | 7.6405 | 7.6858
C2 | Daily hour of expected weekly peak load (CET for winter, but CEST for last week; CEST for summer) |  |  | 21 | 21 | 17 | 17 | 17 | 17 | 17 | 17 | 17 | 17 | 17 | 17 | 17 | 21 | 21 | 20 | 20 | 20
PART D: ADDITIONAL INFORMATION FOR INTERCONNECTORS (at synchronous peak)
31 | Simultaneous importable capacity |  | From | 5.67 | 6.97 | 6.87 | 6.87 | 6.87 | 6.77 | 6.1 | 6.2 | 6.67 | 6.87 | 6.37 | 7.47 | 6.17 | 5.87 | 5.77 | 6.07 | 6.77 | 6.87
32 | Simultaneous exportable capacity |  | To | 13.219 | 13.219 | 13.219 | 13.219 | 13.189 | 13.219 | 12.769 | 12.769 | 13.219 | 13.219 | 13.219 | 13.219 | 13.219 | 13.219 | 13.219 | 13.219 | 13.219 | 13.219
| The off-peak dates are related to Sunday of each week |  |  | 2019-06-02 | 2019-06-09 | 2019-06-16 | 2019-06-23 | 2019-06-30 | 2019-07-07 | 2019-07-14 | 2019-07-21 | 2019-07-28 | 2019-08-04 | 2019-08-11 | 2019-08-18 | 2019-08-25 | 2019-09-01 | 2019-09-08 | 2019-09-15 | 2019-09-22 | 2019-09-29
| WEEK |  |  | 22 | 23 | 24 | 25 | 26 | 27 | 28 | 29 | 30 | 31 | 32 | 33 | 34 | 35 | 36 | 37 | 38 | 39
| Time (CET for winter, but CEST for last week of winter; CEST for summer) |  |  | 5:00 | 5:00 | 5:00 | 5:00 | 5:00 | 5:00 | 5:00 | 5:00 | 5:00 | 5:00 | 5:00 | 5:00 | 5:00 | 5:00 | 5:00 | 5:00 | 5:00 | 5:00
PART E: ADDITIONAL INFORMATION FOR NIGHT MIN DEMAND CONDITIONS
33 | Weekly Minimum Demand (overnight valley minimum) |  |  | 3.3006 | 3.376 | 3.701 | 3.8025 | 3.8205 | 3.8657 | 4.0278 | 4.1891 | 4.2162 | 3.921 | 3.5554 | 3.2819 | 3.4312 | 3.4307 | 3.6746 | 3.3733 | 3.384 | 3.4705
34 | Must Run Generation (excluding wind/run of river) |  |  | 1.357 | 1.061 | 1.087 | 1.086 | 1.1015 | 1.055 | 1.067 | 1.067 | 1.074 | 1.086 | 1.073 | 1.073 | 1.073 | 1.075 | 1.047 | 1.047 | 1.048 | 1.05
35 | Run of river generation (Must Run) |  |  | 0.26 | 0.2435 | 0.205 | 0.1885 | 0.1845 | 0.181 | 0.181 | 0.149 | 0.148 | 0.138 | 0.134 | 0.123 | 0.1075 | 0.108 | 0.15 | 0.148 | 0.142 | 0.142
36 | Downward balancing reserves (FCR, FRR) |  |  | 0.25 | 0.25 | 0.25 | 0.25 | 0.25 | 0.25 | 0.25 | 0.25 | 0.25 | 0.25 | 0.25 | 0.25 | 0.25 | 0.25 | 0.25 | 0.25 | 0.25 | 0.25
37 | Pumping Storage Capacity available (Power) |  |  | 0.2 | 0.2 | 0.2 | 0.2 | 0.2 | 0.2 | 0.2 | 0.2 | 0.2 | 0.2 | 0.2 | 0.2 | 0.2 | 0.2 | 0.2 | 0.2 | 0.2 | 0.2
38a | Highest expected onshore wind generation running |  |  | 0.70495 | 0.62494 | 0.62594 | 0.61034 | 0.60599 | 0.61153 | 0.58557 | 0.58384 | 0.58854 | 0.54553 | 0.55131 | 0.57937 | 0.61625 | 0.67294 | 0.72878 | 0.75612 | 0.77572 | 0.81323
38b | Highest expected offshore wind generation running |  |  | 0 | 0 | 0 | 0 | 0 | 0 | 0 | 0 | 0 | 0 | 0 | 0 | 0 | 0 | 0 | 0 | 0 | 0
39 | DOWNWARD REGULATION CAPABILITIES: 39 = (33+37)-(34+35+36+38a+38b)) |  |  | 0.92864 | 1.3966 | 1.733 | 1.8677 | 1.8785 | 1.9681 | 2.1443 | 2.3393 | 2.3556 | 2.1015 | 1.7471 | 1.4565 | 1.5845 | 1.5247 | 1.6989 | 1.3722 | 1.3683 | 1.4152
PART Ebis: ADDITIONAL INFORMATION FOR INTERCONNECTORS
Transportable capacity at night minimum demand conditions (high wind conditions)
40 | Simultaneous importable capacity |  | From | 7.47 | 7.47 | 7.47 | 7.47 | 6.47 | 6.9 | 6.9 | 7.47 | 7.47 | 6.87 | 6.87 | 7.47 | 6.47 | 6.47 | 6.77 | 6.77 | 7.47 | 7.47
41 | Simultaneous exportable capacity |  | To | 13.219 | 13.219 | 13.219 | 13.219 | 13.219 | 12.769 | 12.769 | 13.219 | 13.219 | 13.219 | 13.219 | 13.219 | 13.219 | 13.219 | 13.219 | 13.219 | 13.219 | 13.219
| Time (CET for winter, but CEST for last week of winter; CEST for summer) |  |  | 11:00 | 11:00 | 11:00 | 11:00 | 11:00 | 11:00 | 11:00 | 11:00 | 11:00 | 11:00 | 11:00 | 11:00 | 11:00 | 11:00 | 11:00 | 11:00 | 11:00 | 11:00
PART F: ADDITIONAL INFORMATION FOR DAYTIME MIN DEMAND CONDITIONS
42 | Weekly Minimum Daytime Demand (Sunday low peak + solar) |  |  | 4.5705 | 4.675 | 4.8073 | 4.9392 | 4.9626 | 5.0212 | 5.2319 | 5.3152 | 5.3495 | 4.9751 | 4.5111 | 4.1641 | 4.3536 | 4.4256 | 4.7403 | 4.6675 | 4.6823 | 4.8019
43 | Must Run Generation (excluding wind/PV/run of river) |  |  | 1.037 | 1.0425 | 1.054 | 1.0615 | 1.0645 | 1.035 | 1.047 | 1.049 | 1.058 | 1.068 | 1.051 | 1.054 | 1.0575 | 1.063 | 1.075 | 1.078 | 1.078 | 1.087
44 | Run of river generation (Must Run) |  |  | 0.27 | 0.264 | 0.242 | 0.249 | 0.2275 | 0.2135 | 0.194 | 0.19 | 0.19 | 0.185 | 0.181 | 0.17 | 0.1685 | 0.172 | 0.183 | 0.196 | 0.192 | 0.192
45 | Downward balancing reserves (FCR, FRR) |  |  | 0.25 | 0.25 | 0.25 | 0.25 | 0.25 | 0.25 | 0.25 | 0.25 | 0.25 | 0.25 | 0.25 | 0.25 | 0.25 | 0.25 | 0.25 | 0.25 | 0.25 | 0.25
46 | Pumping Storage Capacity available (Power) |  |  | 0.2 | 0.2 | 0.2 | 0.2 | 0.2 | 0.2 | 0.2 | 0.2 | 0.2 | 0.2 | 0.2 | 0.2 | 0.2 | 0.2 | 0.2 | 0.2 | 0.2 | 0.2
47a | Highest expected onshore wind generation running |  |  | 0.7659 | 0.65845 | 0.65292 | 0.63819 | 0.6257 | 0.61058 | 0.60025 | 0.60007 | 0.61034 | 0.56877 | 0.55814 | 0.60755 | 0.67374 | 0.72666 | 0.7976 | 0.85139 | 0.87559 | 0.91053
47b | Highest expected offshore wind generation running |  |  | 0 | 0 | 0 | 0 | 0 | 0 | 0 | 0 | 0 | 0 | 0 | 0 | 0 | 0 | 0 | 0 | 0 | 0
48 | Highest expected solar PV running |  |  | 1.5487 | 1.5404 | 1.5275 | 1.5189 | 1.5094 | 1.4979 | 1.4851 | 1.4795 | 1.4701 | 1.4627 | 1.4556 | 1.4485 | 1.4406 | 1.4225 | 1.4045 | 1.3783 | 1.3555 | 1.338
49 | DOWNWARD REGULATION CAPABILITIES: 49 = (42+46)-(43+44+45+47a+47b+48a+48b) |  |  | 0.89892 | 1.1197 | 1.2809 | 1.4216 | 1.4855 | 1.6142 | 1.8555 | 1.9466 | 1.9711 | 1.6406 | 1.2154 | 0.83409 | 0.96322 | 0.99144 | 1.2302 | 1.1137 | 1.1313 | 1.2244
PART Fbis: ADDITIONAL INFORMATION FOR INTERCONNECTORS
Transportable capacity at daytime minimum demand conditions (high wind and high solar conditions)
50 | Simultaneous importable capacity |  | From | 7.47 | 7.47 | 7.47 | 7.47 | 6.47 | 6.9 | 6.9 | 6.27 | 7.47 | 6.87 | 6.87 | 7.47 | 6.47 | 6.47 | 6.77 | 6.77 | 7.47 | 7.47
51 | Simultaneous exportable capacity |  | To | 13.219 | 13.219 | 13.219 | 13.219 | 13.219 | 12.769 | 12.769 | 13.219 | 13.219 | 13.219 | 13.219 | 13.219 | 13.219 | 13.219 | 13.219 | 13.219 | 13.219 | 13.219

## IT02
Summer Outlook Report 2019
| Power Data (all entries are assumed to be >0) |  |  | Countrycode: |  | IT02 | [6 empty] | Heating if temperature below: | 15.7046 |  |  |  | Cooling if temperature above: | 21.5
| (Net values in GW, at a synchronous time every week) |  |  | Countryname: |  | Italy-CENTR-NORTH | [6 empty] | Heating saturation temperature: | 1 |  |  |  | Cooling saturation temperature: | not detected
[13 empty] | Temperature sensitivity in heating [MW/ ͦC] | -131 |  |  |  | Temperature sensitivity in cooling [MW/ ͦC] | 200
| The peak dates are related to Wednesday of each week |  |  | 2019-05-29 | 2019-06-05 | 2019-06-12 | 2019-06-19 | 2019-06-26 | 2019-07-03 | 2019-07-10 | 2019-07-17 | 2019-07-24 | 2019-07-31 | 2019-08-07 | 2019-08-14 | 2019-08-21 | 2019-08-28 | 2019-09-04 | 2019-09-11 | 2019-09-18 | 2019-09-25
| WEEK |  |  | 22 | 23 | 24 | 25 | 26 | 27 | 28 | 29 | 30 | 31 | 32 | 33 | 34 | 35 | 36 | 37 | 38 | 39
| Time (CET for winter, but CEST last week; CEST for summer) |  |  | 19:00 | 19:00 | 19:00 | 19:00 | 19:00 | 19:00 | 19:00 | 19:00 | 19:00 | 19:00 | 19:00 | 19:00 | 19:00 | 19:00 | 19:00 | 19:00 | 19:00 | 19:00
Line | PART A : INDIGENOUS NATIONAL GENERATION | Severe conditions Average Forced Outage Rate | Normal conditions Average Forced Outage Rate
Net generating capacity:
1 | Nuclear Power | 5% | 5%
2 | Fossil Fuels |  |  | 2.8945 | 2.8945 | 2.8945 | 2.8945 | 2.8945 | 2.8945 | 2.8945 | 2.8945 | 2.8945 | 2.8945 | 2.8945 | 2.8945 | 2.8945 | 2.8945 | 2.8945 | 2.8945 | 2.8945 | 2.8945
2a | of which Lignite | 9% | 9% | 0 | 0 | 0 | 0 | 0 | 0 | 0 | 0 | 0 | 0 | 0 | 0 | 0 | 0 | 0 | 0 | 0 | 0
2b | of which Hard Coal | 12% | 12% | 0.13 | 0.13 | 0.13 | 0.13 | 0.13 | 0.13 | 0.13 | 0.13 | 0.13 | 0.13 | 0.13 | 0.13 | 0.13 | 0.13 | 0.13 | 0.13 | 0.13 | 0.13
2c | of which Gas | 9% | 9% | 2.7443 | 2.7443 | 2.7443 | 2.7443 | 2.7443 | 2.7443 | 2.7443 | 2.7443 | 2.7443 | 2.7443 | 2.7443 | 2.7443 | 2.7443 | 2.7443 | 2.7443 | 2.7443 | 2.7443 | 2.7443
2d | of which Oil | 18% | 18% | 0.020186 | 0.020186 | 0.020186 | 0.020186 | 0.020186 | 0.020186 | 0.020186 | 0.020186 | 0.020186 | 0.020186 | 0.020186 | 0.020186 | 0.020186 | 0.020186 | 0.020186 | 0.020186 | 0.020186 | 0.020186
2e | of which Oil Shale | 8.75% | 8.75% | 0 | 0 | 0 | 0 | 0 | 0 | 0 | 0 | 0 | 0 | 0 | 0 | 0 | 0 | 0 | 0 | 0 | 0
2f | of which Fossil Peat | 8.75% | 8.75% | 0 | 0 | 0 | 0 | 0 | 0 | 0 | 0 | 0 | 0 | 0 | 0 | 0 | 0 | 0 | 0 | 0 | 0
3 | Renewable Energy Sources (other than hydro) |  |  | 3.7129 | 3.7129 | 3.7129 | 3.7129 | 3.7129 | 3.7129 | 3.7129 | 3.7129 | 3.7129 | 3.7129 | 3.7129 | 3.7129 | 3.7129 | 3.7129 | 3.7129 | 3.7129 | 3.7129 | 3.7129
3a | of which onshore wind | 0% | 0% | 0.145 | 0.145 | 0.145 | 0.145 | 0.145 | 0.145 | 0.145 | 0.145 | 0.145 | 0.145 | 0.145 | 0.145 | 0.145 | 0.145 | 0.145 | 0.145 | 0.145 | 0.145
3b | of which offshore wind | 0% | 0% | 0 | 0 | 0 | 0 | 0 | 0 | 0 | 0 | 0 | 0 | 0 | 0 | 0 | 0 | 0 | 0 | 0 | 0
3c | of which Solar (PV) | 0% | 0% | 2.343 | 2.343 | 2.343 | 2.343 | 2.343 | 2.343 | 2.343 | 2.343 | 2.343 | 2.343 | 2.343 | 2.343 | 2.343 | 2.343 | 2.343 | 2.343 | 2.343 | 2.343
3d | of which Biomass | 0% | 0% | 0.17421 | 0.17421 | 0.17421 | 0.17421 | 0.17421 | 0.17421 | 0.17421 | 0.17421 | 0.17421 | 0.17421 | 0.17421 | 0.17421 | 0.17421 | 0.17421 | 0.17421 | 0.17421 | 0.17421 | 0.17421
3e | of which other RES (e.g. tidal, wave, geothermal, RES waste, CSP) | 0% | 0% | 1.0507 | 1.0507 | 1.0507 | 1.0507 | 1.0507 | 1.0507 | 1.0507 | 1.0507 | 1.0507 | 1.0507 | 1.0507 | 1.0507 | 1.0507 | 1.0507 | 1.0507 | 1.0507 | 1.0507 | 1.0507
4a | Hydro Run of River and Reservoir | 0% | 0% | 1.285 | 1.285 | 1.285 | 1.285 | 1.285 | 1.285 | 1.285 | 1.285 | 1.285 | 1.285 | 1.285 | 1.285 | 1.285 | 1.285 | 1.285 | 1.285 | 1.285 | 1.285
4b | Hydro pumping | 0% | 0% | 0 | 0 | 0 | 0 | 0 | 0 | 0 | 0 | 0 | 0 | 0 | 0 | 0 | 0 | 0 | 0 | 0 | 0
5 | Other non-RES (e.g. CHP non-renewable, waste non-renewable) | 10% | 10% | 0.030622 | 0.030622 | 0.030622 | 0.030622 | 0.030622 | 0.030622 | 0.030622 | 0.030622 | 0.030622 | 0.030622 | 0.030622 | 0.030622 | 0.030622 | 0.030622 | 0.030622 | 0.030622 | 0.030622 | 0.030622
6 | Total Net generating capacity (6 = 1+2+3+4a+4b+5) |  |  | 7.923 | 7.923 | 7.923 | 7.923 | 7.923 | 7.923 | 7.923 | 7.923 | 7.923 | 7.923 | 7.923 | 7.923 | 7.923 | 7.923 | 7.923 | 7.923 | 7.923 | 7.923
7 | Maintenance & Overhauls (planned outages) |  |  | 0 | 0 | 0.38 | 0 | 0 | 0 | 0 | 0 | 0 | 0 | 0 | 0 | 0.095 | 0.095 | 0.095 | 0 | 0 | 0
7a | Nuclear Power
7b | Lignite |  |  | 0 | 0 | 0 | 0 | 0 | 0 | 0 | 0 | 0 | 0 | 0 | 0 | 0 | 0 | 0 | 0 | 0 | 0
7c | Hard Coal |  |  | 0 | 0 | 0 | 0 | 0 | 0 | 0 | 0 | 0 | 0 | 0 | 0 | 0 | 0 | 0 | 0 | 0 | 0
7d | Gas |  |  | 0 | 0 | 0.38 | 0 | 0 | 0 | 0 | 0 | 0 | 0 | 0 | 0 | 0.095 | 0.095 | 0.095 | 0 | 0 | 0
7e | Oil |  |  | 0 | 0 | 0 | 0 | 0 | 0 | 0 | 0 | 0 | 0 | 0 | 0 | 0 | 0 | 0 | 0 | 0 | 0
7f | Oil Shale |  |  | 0 | 0 | 0 | 0 | 0 | 0 | 0 | 0 | 0 | 0 | 0 | 0 | 0 | 0 | 0 | 0 | 0 | 0
7g | Fossil Peat |  |  | 0 | 0 | 0 | 0 | 0 | 0 | 0 | 0 | 0 | 0 | 0 | 0 | 0 | 0 | 0 | 0 | 0 | 0
7h | Onshore Wind
7i | Offshore Wind |  |  | 0 | 0 | 0 | 0 | 0 | 0 | 0 | 0 | 0 | 0 | 0 | 0 | 0 | 0 | 0 | 0 | 0 | 0
7j | Solar (PV) |  |  | 0 | 0 | 0 | 0 | 0 | 0 | 0 | 0 | 0 | 0 | 0 | 0 | 0 | 0 | 0 | 0 | 0 | 0
7k | Biomass |  |  | 0 | 0 | 0 | 0 | 0 | 0 | 0 | 0 | 0 | 0 | 0 | 0 | 0 | 0 | 0 | 0 | 0 | 0
7l | other RES (apart from hydro, including tidal, wave, geothermal, waste renewable, CSP,…) |  |  | 0 | 0 | 0 | 0 | 0 | 0 | 0 | 0 | 0 | 0 | 0 | 0 | 0 | 0 | 0 | 0 | 0 | 0
7m | Hydro Run of River and Reservoir |  |  | 0 | 0 | 0 | 0 | 0 | 0 | 0 | 0 | 0 | 0 | 0 | 0 | 0 | 0 | 0 | 0 | 0 | 0
7n | Hydro pumping |  |  | 0 | 0 | 0 | 0 | 0 | 0 | 0 | 0 | 0 | 0 | 0 | 0 | 0 | 0 | 0 | 0 | 0 | 0
7o | Other non-RES (incl. not clearly identifiable energy sources) |  |  | 0 | 0 | 0 | 0 | 0 | 0 | 0 | 0 | 0 | 0 | 0 | 0 | 0 | 0 | 0 | 0 | 0 | 0
PART B : DATA FOR NORMAL CONDITIONS
8 | Non-usable capacity at reference point (all power stations including mothballed, authorization & technical & legal constraints, energy source unavailability etc. ) |  |  | 5.013 | 5.0441 | 4.9344 | 5.0044 | 4.9876 | 5.0849 | 5.1004 | 5.1402 | 5.2143 | 5.264 | 5.2483 | 5.3085 | 5.3397 | 5.3354 | 5.3916 | 5.3698 | 5.3355 | 5.3153
8a | of which nuclear
8b | of which Lignite |  |  | 0 | 0 | 0 | 0 | 0 | 0 | 0 | 0 | 0 | 0 | 0 | 0 | 0 | 0 | 0 | 0 | 0 | 0
8c | of which Hard Coal |  |  | 0 | 0 | 0 | 0 | 0 | 0 | 0 | 0 | 0 | 0 | 0 | 0 | 0 | 0 | 0 | 0 | 0 | 0
8d | of which Gas |  |  | 1.2134 | 1.2523 | 1.1844 | 1.2501 | 1.2482 | 1.2839 | 1.285 | 1.2842 | 1.2875 | 1.3069 | 1.2093 | 1.2324 | 1.3248 | 1.3186 | 1.3574 | 1.3668 | 1.3665 | 1.3431
8e | of which Oil |  |  | 0.006143 | 0.0073524 | 0.0073397 | 0.0073397 | 0.0073283 | 0.0073511 | 0.0073574 | 0.0073524 | 0.007372 | 0.0073757 | 0.0074029 | 0.0075376 | 0.007451 | 0.0074149 | 0.0073916 | 0.0073985 | 0.0073966 | 0.0074074
8f | of which Oil Shale |  |  | 0 | 0 | 0 | 0 | 0 | 0 | 0 | 0 | 0 | 0 | 0 | 0 | 0 | 0 | 0 | 0 | 0 | 0
8g | of which Fossil Peat |  |  | 0 | 0 | 0 | 0 | 0 | 0 | 0 | 0 | 0 | 0 | 0 | 0 | 0 | 0 | 0 | 0 | 0 | 0
8h | of which onshore wind |  |  | 0.13294 | 0.13325 | 0.13349 | 0.1332 | 0.13323 | 0.13352 | 0.13424 | 0.13468 | 0.1352 | 0.13559 | 0.13603 | 0.13601 | 0.13608 | 0.1357 | 0.13501 | 0.13465 | 0.13376 | 0.13305
8i | of which offshore wind |  |  | 0 | 0 | 0 | 0 | 0 | 0 | 0 | 0 | 0 | 0 | 0 | 0 | 0 | 0 | 0 | 0 | 0 | 0
8j | of which Solar |  |  | 1.9993 | 1.9869 | 1.9755 | 1.9629 | 1.9572 | 1.9536 | 1.9558 | 1.9631 | 1.9759 | 1.993 | 2.0162 | 2.0432 | 2.0786 | 2.1188 | 2.1631 | 2.2087 | 2.2524 | 2.2862
8k | of which Biomass |  |  | 0.1654 | 0.16525 | 0.16508 | 0.16508 | 0.16492 | 0.16524 | 0.16533 | 0.16525 | 0.16553 | 0.16558 | 0.16596 | 0.16785 | 0.16664 | 0.16613 | 0.1658 | 0.1659 | 0.16588 | 0.16603
8l | of which other RES (apart from hydro) |  |  | 0.63688 | 0.64014 | 0.60667 | 0.58336 | 0.50836 | 0.57376 | 0.57023 | 0.59869 | 0.63231 | 0.59217 | 0.63085 | 0.59618 | 0.54155 | 0.5107 | 0.47836 | 0.42283 | 0.3691 | 0.33254
8m | Hydro Run of River and Reservoir |  |  | 0.8295 | 0.8295 | 0.8325 | 0.873 | 0.939 | 0.938 | 0.953 | 0.9575 | 0.981 | 1.034 | 1.053 | 1.0955 | 1.055 | 1.0485 | 1.055 | 1.034 | 1.011 | 1.0175
8n | Hydro pumping |  |  | 0 | 0 | 0 | 0 | 0 | 0 | 0 | 0 | 0 | 0 | 0 | 0 | 0 | 0 | 0 | 0 | 0 | 0
8o | of which other non-RES (incl. not clearly identifiable energy sources) |  |  | 0.02945 | 0.029431 | 0.029407 | 0.029407 | 0.029386 | 0.029428 | 0.02944 | 0.029431 | 0.029467 | 0.029474 | 0.029525 | 0.029776 | 0.029615 | 0.029547 | 0.029504 | 0.029517 | 0.029513 | 0.029533
9 | Available capacity (9 = 6 - (7 + 8)) |  |  | 2.91 | 2.8789 | 2.6086 | 2.9186 | 2.9354 | 2.8381 | 2.8226 | 2.7828 | 2.7087 | 2.659 | 2.6747 | 2.6145 | 2.4883 | 2.4926 | 2.4364 | 2.5532 | 2.5875 | 2.6077
10 | Outages: average expected value (all power stations) |  |  | 0.15603 | 0.15231 | 0.12422 | 0.15251 | 0.15269 | 0.14946 | 0.14936 | 0.14944 | 0.14913 | 0.14739 | 0.15616 | 0.15403 | 0.1372 | 0.13777 | 0.13428 | 0.14198 | 0.14201 | 0.14412
11 | System services reserve (one hour ahead of real time) |  |  | 0.5 | 0.5 | 0.5 | 0.5 | 0.5 | 0.5 | 0.5 | 0.5 | 0.5 | 0.5 | 0.5 | 0.5 | 0.5 | 0.5 | 0.5 | 0.5 | 0.5 | 0.5
12 | Reliably available capacity (12 = 9 - (10 + 11)) |  |  | 2.254 | 2.2266 | 1.9844 | 2.2661 | 2.2827 | 2.1887 | 2.1733 | 2.1334 | 2.0596 | 2.0116 | 2.0185 | 1.9604 | 1.8511 | 1.8549 | 1.8022 | 1.9112 | 1.9455 | 1.9636
13 | Demand at reference point in time |  |  | 4.1728 | 4.3414 | 4.5221 | 4.5373 | 4.4755 | 4.6539 | 4.8921 | 4.7706 | 4.8503 | 4.5108 | 4.1531 | 2.8316 | 3.774 | 4.3139 | 4.5494 | 4.5256 | 4.4705 | 4.3243
13b | Population average daily (24h) temperature (degrees Celsius) |  |  | 19.9345 | 20.8486 | 21.6885 | 22.4415 | 23.0925 | 23.6305 | 24.0491 | 24.3362 | 24.4842 | 24.4935 | 24.3593 | 24.0814 | 23.6646 | 23.1082 | 22.4199 | 21.6088 | 20.6889 | 19.6689
14a | Load reduction / demand side response available at reference point in time |  |  | 0.45 | 0.45 | 0.45 | 0.45 | 0.45 | 0.45 | 0.45 | 0.45 | 0.45 | 0.45 | 0.45 | 0.45 | 0.45 | 0.45 | 0.45 | 0.45 | 0.45 | 0.45
14b | Strategic reserves available at reference point in time
15 | Net weekly load at reference point in time (15 = 13-14a) |  |  | 3.7228 | 3.8914 | 4.0721 | 4.0873 | 4.0255 | 4.2039 | 4.4421 | 4.3206 | 4.4003 | 4.0608 | 3.7031 | 2.3816 | 3.324 | 3.8639 | 4.0994 | 4.0756 | 4.0205 | 3.8743
16 | Remaining capacity at reference point in time (16 = 12- 15) |  |  | -1.4688 | -1.6648 | -2.0877 | -1.8212 | -1.7428 | -2.0152 | -2.2688 | -2.1873 | -2.3407 | -2.0492 | -1.6845 | -0.4212 | -1.4729 | -2.009 | -2.2972 | -2.1644 | -2.075 | -1.9107
B1 | Weekly peak load (unrestricted reference point in time) |  |  | 4.5472 | 4.7309 | 4.9573 | 4.974 | 4.9062 | 5.1018 | 5.3629 | 5.0943 | 5.1794 | 4.8169 | 4.4797 | 3.0238 | 4.1124 | 4.5381 | 4.7858 | 4.8338 | 4.775 | 4.6188
B2 | Daily hour of expected weekly peak load (CET for winter, but CEST for last week; CEST for summer) |  |  | 12 | 12 | 12 | 12 | 12 | 12 | 12 | 17 | 17 | 17 | 17 | 17 | 17 | 17 | 17 | 20 | 20 | 20
.
PART C : DATA FOR SEVERE CONDITIONS
17 | Non-usable capacity at reference point (all power stations including mothballed, authorization & technical & legal constraints, energy source unavailability etc. ) |  |  | 5.1292 | 5.1467 | 5.0309 | 5.1065 | 5.0833 | 5.1608 | 5.1729 | 5.2093 | 5.286 | 5.3358 | 5.3677 | 5.441 | 5.4695 | 5.4669 | 5.4971 | 5.4625 | 5.411 | 5.376
17a | of which nuclear
17b | of which Lignite |  |  | 0 | 0 | 0 | 0 | 0 | 0 | 0 | 0 | 0 | 0 | 0 | 0 | 0 | 0 | 0 | 0 | 0 | 0
17c | of which Hard Coal |  |  | 0 | 0 | 0 | 0 | 0 | 0 | 0 | 0 | 0 | 0 | 0 | 0 | 0 | 0 | 0 | 0 | 0 | 0
17d | of which Gas |  |  | 1.2365 | 1.2699 | 1.1932 | 1.2677 | 1.2658 | 1.2905 | 1.2916 | 1.2908 | 1.2941 | 1.3135 | 1.2566 | 1.2797 | 1.3654 | 1.3592 | 1.3651 | 1.3756 | 1.3753 | 1.3518
17e | of which Oil |  |  | 0.006143 | 0.0073524 | 0.0073397 | 0.0073397 | 0.0073283 | 0.0073511 | 0.0073574 | 0.0073524 | 0.007372 | 0.0073757 | 0.0074029 | 0.0075376 | 0.007451 | 0.0074149 | 0.0073916 | 0.0073985 | 0.0073966 | 0.0074074
17f | of which Oil Shale |  |  | 0 | 0 | 0 | 0 | 0 | 0 | 0 | 0 | 0 | 0 | 0 | 0 | 0 | 0 | 0 | 0 | 0 | 0
17g | of which Fossil Peat |  |  | 0 | 0 | 0 | 0 | 0 | 0 | 0 | 0 | 0 | 0 | 0 | 0 | 0 | 0 | 0 | 0 | 0 | 0
17h | of which onshore wind |  |  | 0.14374 | 0.14375 | 0.14364 | 0.1436 | 0.14344 | 0.14333 | 0.14369 | 0.14384 | 0.1439 | 0.14395 | 0.14401 | 0.14392 | 0.14393 | 0.14401 | 0.14406 | 0.14416 | 0.14423 | 0.14436
17i | of which offshore wind |  |  | 0 | 0 | 0 | 0 | 0 | 0 | 0 | 0 | 0 | 0 | 0 | 0 | 0 | 0 | 0 | 0 | 0 | 0
17j | of which Solar |  |  | 2.0816 | 2.0614 | 2.053 | 2.037 | 2.0252 | 2.0131 | 2.0122 | 2.0165 | 2.0323 | 2.0498 | 2.0804 | 2.1205 | 2.1599 | 2.2014 | 2.2519 | 2.2831 | 2.3086 | 2.3268
17k | of which Biomass |  |  | 0.1654 | 0.16525 | 0.16508 | 0.16508 | 0.16492 | 0.16524 | 0.16533 | 0.16525 | 0.16553 | 0.16558 | 0.16596 | 0.16785 | 0.16664 | 0.16613 | 0.1658 | 0.1659 | 0.16588 | 0.16603
17l | of which other RES (apart from hydro) |  |  | 0.63688 | 0.64014 | 0.60667 | 0.58336 | 0.50836 | 0.57376 | 0.57023 | 0.59869 | 0.63231 | 0.59217 | 0.63085 | 0.59618 | 0.54155 | 0.5107 | 0.47836 | 0.42283 | 0.3691 | 0.33254
17m | Hydro Run of River and Reservoir |  |  | 0.8295 | 0.8295 | 0.8325 | 0.873 | 0.939 | 0.938 | 0.953 | 0.9575 | 0.981 | 1.034 | 1.053 | 1.0955 | 1.055 | 1.0485 | 1.055 | 1.034 | 1.011 | 1.0175
17n | Hydro pumping |  |  | 0 | 0 | 0 | 0 | 0 | 0 | 0 | 0 | 0 | 0 | 0 | 0 | 0 | 0 | 0 | 0 | 0 | 0
17o | of which other non-RES (incl. not clearly identifiable energy sources) |  |  | 0.02945 | 0.029431 | 0.029407 | 0.029407 | 0.029386 | 0.029428 | 0.02944 | 0.029431 | 0.029467 | 0.029474 | 0.029525 | 0.029776 | 0.029615 | 0.029547 | 0.029504 | 0.029517 | 0.029513 | 0.029533
18 | Available capacity (18 = 6 - (7 + 17)) |  |  | 2.7938 | 2.7763 | 2.5121 | 2.8165 | 2.8397 | 2.7622 | 2.7501 | 2.7137 | 2.637 | 2.5872 | 2.5553 | 2.482 | 2.3585 | 2.3611 | 2.3309 | 2.4605 | 2.512 | 2.547
19 | Outages: average expected value (all power stations) under SEVERE conditions |  |  | 0.15395 | 0.15073 | 0.12343 | 0.15093 | 0.15111 | 0.14887 | 0.14877 | 0.14885 | 0.14854 | 0.1468 | 0.1519 | 0.14977 | 0.13354 | 0.13411 | 0.13359 | 0.14119 | 0.14122 | 0.14333
20 | System services reserve (one hour ahead of real time) under SEVERE conditions |  |  | 0.5 | 0.5 | 0.5 | 0.5 | 0.5 | 0.5 | 0.5 | 0.5 | 0.5 | 0.5 | 0.5 | 0.5 | 0.5 | 0.5 | 0.5 | 0.5 | 0.5 | 0.5
21 | Reliably available capacity under SEVERE conditions (21 = 18 - (19 + 20)) |  |  | 2.1399 | 2.1256 | 1.8887 | 2.1656 | 2.1885 | 2.1134 | 2.1013 | 2.0649 | 1.9884 | 1.9404 | 1.9034 | 1.8322 | 1.7249 | 1.7269 | 1.6973 | 1.8193 | 1.8708 | 1.9037
22 | Demand at reference point in time under SEVERE conditions (one in 20 year) |  |  | 4.749 | 4.9634 | 5.195 | 5.2575 | 5.2353 | 5.4453 | 5.7065 | 5.6215 | 5.7068 | 5.3073 | 4.8864 | 3.3317 | 4.4404 | 5.0294 | 5.2621 | 5.1729 | 5.0717 | 4.8448
23a | Load reduction / demand side response available at reference point in time under SEVERE conditions |  |  | 0.45 | 0.45 | 0.45 | 0.45 | 0.45 | 0.45 | 0.45 | 0.45 | 0.45 | 0.45 | 0.45 | 0.45 | 0.45 | 0.45 | 0.45 | 0.45 | 0.45 | 0.45
23b | Strategic reserves available at reference point in time under SEVERE conditions
24 | Net weekly peak load for SEVERE conditions (24 = 22-23a) |  |  | 4.299 | 4.5134 | 4.745 | 4.8075 | 4.7853 | 4.9953 | 5.2565 | 5.1715 | 5.2568 | 4.8573 | 4.4364 | 2.8817 | 3.9904 | 4.5794 | 4.8121 | 4.7229 | 4.6217 | 4.3948
25 | Remaining capacity for SEVERE conditions (25 = 21-24) |  |  | -2.1591 | -2.3878 | -2.8563 | -2.6419 | -2.5968 | -2.8819 | -3.1552 | -3.1066 | -3.2683 | -2.9169 | -2.5331 | -1.0494 | -2.2655 | -2.8525 | -3.1148 | -2.9036 | -2.7509 | -2.4911
C1 | Weekly peak load under SEVERE conditions (unrestricted reference point in time) |  |  | 5.1751 | 5.4088 | 5.695 | 5.7636 | 5.7392 | 5.9694 | 6.2558 | 6.0029 | 6.094 | 5.6674 | 5.2707 | 3.5577 | 4.8385 | 5.2908 | 5.5356 | 5.5252 | 5.4171 | 5.1748
C2 | Daily hour of expected weekly peak load (CET for winter, but CEST for last week; CEST for summer) |  |  | 12 | 12 | 12 | 12 | 12 | 12 | 12 | 17 | 17 | 17 | 17 | 17 | 17 | 17 | 17 | 20 | 20 | 20
PART D: ADDITIONAL INFORMATION FOR INTERCONNECTORS (at synchronous peak)
31 | Simultaneous importable capacity |  | From | 6.1 | 5.4 | 5.4 | 5.6 | 5.6 | 6.4 | 6.4 | 6.4 | 6.4 | 6.4 | 6.1 | 6.1 | 6.1 | 6.4 | 6.4 | 6.4 | 6.4 | 6.4
32 | Simultaneous exportable capacity |  | To | 2.9 | 2.9 | 2.8 | 2.8 | 2.8 | 2.7 | 2.6 | 2.7 | 2.6 | 2.8 | 2.9 | 4.6 | 3.5 | 2.8 | 2.7 | 2.7 | 2.7 | 2.8
| The off-peak dates are related to Sunday of each week |  |  | 2019-06-02 | 2019-06-09 | 2019-06-16 | 2019-06-23 | 2019-06-30 | 2019-07-07 | 2019-07-14 | 2019-07-21 | 2019-07-28 | 2019-08-04 | 2019-08-11 | 2019-08-18 | 2019-08-25 | 2019-09-01 | 2019-09-08 | 2019-09-15 | 2019-09-22 | 2019-09-29
| WEEK |  |  | 22 | 23 | 24 | 25 | 26 | 27 | 28 | 29 | 30 | 31 | 32 | 33 | 34 | 35 | 36 | 37 | 38 | 39
| Time (CET for winter, but CEST for last week of winter; CEST for summer) |  |  | 5:00 | 5:00 | 5:00 | 5:00 | 5:00 | 5:00 | 5:00 | 5:00 | 5:00 | 5:00 | 5:00 | 5:00 | 5:00 | 5:00 | 5:00 | 5:00 | 5:00 | 5:00
PART E: ADDITIONAL INFORMATION FOR NIGHT MIN DEMAND CONDITIONS
33 | Weekly Minimum Demand (overnight valley minimum) |  |  | 2.3552 | 2.4504 | 2.5485 | 2.5571 | 2.5222 | 2.6228 | 2.757 | 2.5791 | 2.6222 | 2.4386 | 2.2058 | 2.0411 | 2.139 | 2.2643 | 2.3879 | 2.1866 | 2.1599 | 2.0893
34 | Must Run Generation (excluding wind/run of river) |  |  | 0.96339 | 0.96939 | 0.98719 | 0.96808 | 0.9959 | 0.97391 | 0.97967 | 0.97567 | 0.97826 | 0.97726 | 0.96794 | 0.98877 | 0.98677 | 0.98556 | 0.95591 | 0.95691 | 0.95891 | 0.96926
35 | Run of river generation (Must Run) |  |  | 0.2505 | 0.2045 | 0.139 | 0.135 | 0.135 | 0.1125 | 0.1 | 0.083 | 0.1 | 0.094 | 0.1015 | 0.099 | 0.101 | 0.099 | 0.106 | 0.092 | 0.091 | 0.041
36 | Downward balancing reserves (FCR, FRR) |  |  | 0.25 | 0.25 | 0.25 | 0.25 | 0.25 | 0.25 | 0.25 | 0.25 | 0.25 | 0.25 | 0.25 | 0.25 | 0.25 | 0.25 | 0.25 | 0.25 | 0.25 | 0.25
37 | Pumping Storage Capacity available (Power) |  |  | 0 | 0 | 0 | 0 | 0 | 0 | 0 | 0 | 0 | 0 | 0 | 0 | 0 | 0 | 0 | 0 | 0 | 0
38a | Highest expected onshore wind generation running |  |  | 0.083452 | 0.077235 | 0.072326 | 0.073544 | 0.070265 | 0.071504 | 0.072115 | 0.071967 | 0.074226 | 0.070427 | 0.073569 | 0.077656 | 0.0833 | 0.088545 | 0.09024 | 0.10181 | 0.10552 | 0.10972
38b | Highest expected offshore wind generation running |  |  | 0 | 0 | 0 | 0 | 0 | 0 | 0 | 0 | 0 | 0 | 0 | 0 | 0 | 0 | 0 | 0 | 0 | 0
39 | DOWNWARD REGULATION CAPABILITIES: 39 = (33+37)-(34+35+36+38a+38b)) |  |  | 0.80784 | 0.94923 | 1.1 | 1.1304 | 1.0711 | 1.2149 | 1.3552 | 1.1985 | 1.2197 | 1.0469 | 0.81276 | 0.6257 | 0.71791 | 0.84119 | 0.98577 | 0.78583 | 0.7545 | 0.71932
PART Ebis: ADDITIONAL INFORMATION FOR INTERCONNECTORS
Transportable capacity at night minimum demand conditions (high wind conditions)
40 | Simultaneous importable capacity |  | From | 6.1 | 5.4 | 6.1 | 5.6 | 6.1 | 6.1 | 6.1 | 6.1 | 6.1 | 6.1 | 6.1 | 6.1 | 6.1 | 6.1 | 6.1 | 6.1 | 6.1 | 6.1
41 | Simultaneous exportable capacity |  | To | 4.6 | 4.1 | 4.6 | 4.2 | 4.2 | 4.6 | 4.6 | 4.6 | 4.6 | 4.6 | 4.6 | 4.6 | 4.6 | 4.6 | 4.6 | 4.6 | 4.6 | 4.6
| Time (CET for winter, but CEST for last week of winter; CEST for summer) |  |  | 11:00 | 11:00 | 11:00 | 11:00 | 11:00 | 11:00 | 11:00 | 11:00 | 11:00 | 11:00 | 11:00 | 11:00 | 11:00 | 11:00 | 11:00 | 11:00 | 11:00 | 11:00
PART F: ADDITIONAL INFORMATION FOR DAYTIME MIN DEMAND CONDITIONS
42 | Weekly Minimum Daytime Demand (Sunday low peak + solar) |  |  | 2.9742 | 3.0944 | 3.0932 | 3.1036 | 3.0613 | 3.1833 | 3.3462 | 3.1012 | 3.153 | 2.9323 | 2.6523 | 2.4543 | 2.572 | 2.7696 | 2.9208 | 2.9291 | 2.8934 | 2.7988
43 | Must Run Generation (excluding wind/PV/run of river) |  |  | 0.94598 | 0.94935 | 0.97241 | 0.96337 | 0.97896 | 0.95874 | 0.9636 | 0.95735 | 0.94985 | 0.93985 | 0.93568 | 0.93018 | 0.94058 | 0.9562 | 0.9512 | 0.95358 | 0.96558 | 0.97097
44 | Run of river generation (Must Run) |  |  | 0.3145 | 0.2915 | 0.225 | 0.1845 | 0.1765 | 0.1695 | 0.168 | 0.127 | 0.131 | 0.134 | 0.11 | 0.093 | 0.092 | 0.167 | 0.167 | 0.131 | 0.131 | 0.131
45 | Downward balancing reserves (FCR, FRR) |  |  | 0.25 | 0.25 | 0.25 | 0.25 | 0.25 | 0.25 | 0.25 | 0.25 | 0.25 | 0.25 | 0.25 | 0.25 | 0.25 | 0.25 | 0.25 | 0.25 | 0.25 | 0.25
46 | Pumping Storage Capacity available (Power) |  |  | 0 | 0 | 0 | 0 | 0 | 0 | 0 | 0 | 0 | 0 | 0 | 0 | 0 | 0 | 0 | 0 | 0 | 0
47a | Highest expected onshore wind generation running |  |  | 0.075584 | 0.068066 | 0.064523 | 0.06441 | 0.059497 | 0.058483 | 0.059033 | 0.057886 | 0.06041 | 0.057964 | 0.060324 | 0.065651 | 0.070513 | 0.079595 | 0.083819 | 0.09595 | 0.10038 | 0.10645
47b | Highest expected offshore wind generation running |  |  | 0 | 0 | 0 | 0 | 0 | 0 | 0 | 0 | 0 | 0 | 0 | 0 | 0 | 0 | 0 | 0 | 0 | 0
48 | Highest expected solar PV running |  |  | 1.1992 | 1.1927 | 1.1801 | 1.1745 | 1.1662 | 1.1588 | 1.1526 | 1.1465 | 1.1409 | 1.1318 | 1.1262 | 1.1193 | 1.1117 | 1.0959 | 1.0798 | 1.055 | 1.0352 | 1.0121
49 | DOWNWARD REGULATION CAPABILITIES: 49 = (42+46)-(43+44+45+47a+47b+48a+48b) |  |  | 0.189 | 0.3428 | 0.40118 | 0.46685 | 0.43018 | 0.58777 | 0.75299 | 0.56248 | 0.62082 | 0.41868 | 0.17005 | -0.0038057 | 0.10718 | 0.22087 | 0.38891 | 0.44356 | 0.41122 | 0.32824
PART Fbis: ADDITIONAL INFORMATION FOR INTERCONNECTORS
Transportable capacity at daytime minimum demand conditions (high wind and high solar conditions)
50 | Simultaneous importable capacity |  | From | 6.1 | 5.4 | 6.1 | 5.6 | 6.1 | 6.1 | 6.1 | 6.1 | 6.1 | 6.1 | 6.1 | 6.1 | 6.1 | 6.1 | 6.1 | 6.1 | 6.1 | 6.1
51 | Simultaneous exportable capacity |  | To | 4.6 | 4.1 | 4.6 | 4.2 | 4.2 | 4.6 | 4.6 | 4.6 | 4.6 | 4.6 | 4.6 | 4.6 | 4.6 | 4.6 | 4.6 | 4.6 | 4.6 | 4.6

## IT01
Summer Outlook Report 2019
| Power Data (all entries are assumed to be >0) |  |  | Countrycode: |  | IT01 | [6 empty] | Heating if temperature below: | 15.7046 |  |  |  | Cooling if temperature above: | 19.7
| (Net values in GW, at a synchronous time every week) |  |  | Countryname: |  | Italy-NORTH | [6 empty] | Heating saturation temperature: | -3 |  |  |  | Cooling saturation temperature: | not detected
[13 empty] | Temperature sensitivity in heating [MW/ ͦC] | -299.5 |  |  |  | Temperature sensitivity in cooling [MW/ ͦC] | 1000
| The peak dates are related to Wednesday of each week |  |  | 2019-05-29 | 2019-06-05 | 2019-06-12 | 2019-06-19 | 2019-06-26 | 2019-07-03 | 2019-07-10 | 2019-07-17 | 2019-07-24 | 2019-07-31 | 2019-08-07 | 2019-08-14 | 2019-08-21 | 2019-08-28 | 2019-09-04 | 2019-09-11 | 2019-09-18 | 2019-09-25
| WEEK |  |  | 22 | 23 | 24 | 25 | 26 | 27 | 28 | 29 | 30 | 31 | 32 | 33 | 34 | 35 | 36 | 37 | 38 | 39
| Time (CET for winter, but CEST last week; CEST for summer) |  |  | 19:00 | 19:00 | 19:00 | 19:00 | 19:00 | 19:00 | 19:00 | 19:00 | 19:00 | 19:00 | 19:00 | 19:00 | 19:00 | 19:00 | 19:00 | 19:00 | 19:00 | 19:00
Line | PART A : INDIGENOUS NATIONAL GENERATION | Severe conditions Average Forced Outage Rate | Normal conditions Average Forced Outage Rate
Net generating capacity:
1 | Nuclear Power | 5% | 5%
2 | Fossil Fuels |  |  | 24.3104 | 24.3104 | 24.3104 | 24.3104 | 24.3104 | 24.3104 | 24.3104 | 24.3104 | 24.3104 | 24.3104 | 24.3104 | 24.3104 | 24.3104 | 24.3104 | 24.3104 | 24.3104 | 24.3104 | 24.3104
2a | of which Lignite | 9% | 9% | 0 | 0 | 0 | 0 | 0 | 0 | 0 | 0 | 0 | 0 | 0 | 0 | 0 | 0 | 0 | 0 | 0 | 0
2b | of which Hard Coal | 12% | 12% | 1.812 | 1.812 | 1.812 | 1.812 | 1.812 | 1.812 | 1.812 | 1.812 | 1.812 | 1.812 | 1.812 | 1.812 | 1.812 | 1.812 | 1.812 | 1.812 | 1.812 | 1.812
2c | of which Gas | 9% | 9% | 22.4245 | 22.4245 | 22.4245 | 22.4245 | 22.4245 | 22.4245 | 22.4245 | 22.4245 | 22.4245 | 22.4245 | 22.4245 | 22.4245 | 22.4245 | 22.4245 | 22.4245 | 22.4245 | 22.4245 | 22.4245
2d | of which Oil | 18% | 18% | 0.073963 | 0.073963 | 0.073963 | 0.073963 | 0.073963 | 0.073963 | 0.073963 | 0.073963 | 0.073963 | 0.073963 | 0.073963 | 0.073963 | 0.073963 | 0.073963 | 0.073963 | 0.073963 | 0.073963 | 0.073963
2e | of which Oil Shale | 8.75% | 8.75% | 0 | 0 | 0 | 0 | 0 | 0 | 0 | 0 | 0 | 0 | 0 | 0 | 0 | 0 | 0 | 0 | 0 | 0
2f | of which Fossil Peat | 8.75% | 8.75% | 0 | 0 | 0 | 0 | 0 | 0 | 0 | 0 | 0 | 0 | 0 | 0 | 0 | 0 | 0 | 0 | 0 | 0
3 | Renewable Energy Sources (other than hydro) |  |  | 11.635 | 11.635 | 11.635 | 11.635 | 11.635 | 11.635 | 11.635 | 11.635 | 11.635 | 11.635 | 11.635 | 11.635 | 11.635 | 11.635 | 11.635 | 11.635 | 11.635 | 11.635
3a | of which onshore wind | 0% | 0% | 0.119 | 0.119 | 0.119 | 0.119 | 0.119 | 0.119 | 0.119 | 0.119 | 0.119 | 0.119 | 0.119 | 0.119 | 0.119 | 0.119 | 0.119 | 0.119 | 0.119 | 0.119
3b | of which offshore wind | 0% | 0% | 0 | 0 | 0 | 0 | 0 | 0 | 0 | 0 | 0 | 0 | 0 | 0 | 0 | 0 | 0 | 0 | 0 | 0
3c | of which Solar (PV) | 0% | 0% | 8.719 | 8.719 | 8.719 | 8.719 | 8.719 | 8.719 | 8.719 | 8.719 | 8.719 | 8.719 | 8.719 | 8.719 | 8.719 | 8.719 | 8.719 | 8.719 | 8.719 | 8.719
3d | of which Biomass | 0% | 0% | 1.3468 | 1.3468 | 1.3468 | 1.3468 | 1.3468 | 1.3468 | 1.3468 | 1.3468 | 1.3468 | 1.3468 | 1.3468 | 1.3468 | 1.3468 | 1.3468 | 1.3468 | 1.3468 | 1.3468 | 1.3468
3e | of which other RES (e.g. tidal, wave, geothermal, RES waste, CSP) | 0% | 0% | 1.4501 | 1.4501 | 1.4501 | 1.4501 | 1.4501 | 1.4501 | 1.4501 | 1.4501 | 1.4501 | 1.4501 | 1.4501 | 1.4501 | 1.4501 | 1.4501 | 1.4501 | 1.4501 | 1.4501 | 1.4501
4a | Hydro Run of River and Reservoir | 0% | 0% | 11.631 | 11.631 | 11.631 | 11.631 | 11.631 | 11.631 | 11.631 | 11.631 | 11.631 | 11.631 | 11.631 | 11.631 | 11.631 | 11.631 | 11.631 | 11.631 | 11.631 | 11.631
4b | Hydro pumping | 0% | 0% | 5.015 | 5.015 | 5.015 | 5.015 | 5.015 | 5.015 | 5.015 | 5.015 | 5.015 | 5.015 | 5.015 | 5.015 | 5.015 | 5.015 | 5.015 | 5.015 | 5.015 | 5.015
5 | Other non-RES (e.g. CHP non-renewable, waste non-renewable) | 10% | 10% | 0.18261 | 0.18261 | 0.18261 | 0.18261 | 0.18261 | 0.18261 | 0.18261 | 0.18261 | 0.18261 | 0.18261 | 0.18261 | 0.18261 | 0.18261 | 0.18261 | 0.18261 | 0.18261 | 0.18261 | 0.18261
6 | Total Net generating capacity (6 = 1+2+3+4a+4b+5) |  |  | 52.774 | 52.774 | 52.774 | 52.774 | 52.774 | 52.774 | 52.774 | 52.774 | 52.774 | 52.774 | 52.774 | 52.774 | 52.774 | 52.774 | 52.774 | 52.774 | 52.774 | 52.774
7 | Maintenance & Overhauls (planned outages) |  |  | 2.816 | 2.408 | 1.677 | 0.952 | 0.569 | 0.641 | 0.83 | 1.011 | 1.041 | 0.94 | 2.356 | 1.614 | 1.945 | 2.087 | 1.683 | 1.637 | 3.919 | 3.748
7a | Nuclear Power
7b | Lignite |  |  | 0 | 0 | 0 | 0 | 0 | 0 | 0 | 0 | 0 | 0 | 0 | 0 | 0 | 0 | 0 | 0 | 0 | 0
7c | Hard Coal |  |  | 0.153 | 0 | 0 | 0 | 0 | 0 | 0.28 | 0.28 | 0.56 | 0.28 | 0.28 | 0.28 | 0.28 | 0.326 | 0.046 | 0 | 0.166 | 0
7d | Gas |  |  | 2.663 | 2.408 | 1.677 | 0.952 | 0.569 | 0.641 | 0.55 | 0.731 | 0.481 | 0.66 | 2.076 | 1.334 | 1.654 | 1.694 | 1.637 | 1.637 | 3.753 | 3.748
7e | Oil |  |  | 0 | 0 | 0 | 0 | 0 | 0 | 0 | 0 | 0 | 0 | 0 | 0 | 0 | 0 | 0 | 0 | 0 | 0
7f | Oil Shale |  |  | 0 | 0 | 0 | 0 | 0 | 0 | 0 | 0 | 0 | 0 | 0 | 0 | 0 | 0 | 0 | 0 | 0 | 0
7g | Fossil Peat |  |  | 0 | 0 | 0 | 0 | 0 | 0 | 0 | 0 | 0 | 0 | 0 | 0 | 0 | 0 | 0 | 0 | 0 | 0
7h | Onshore Wind
7i | Offshore Wind |  |  | 0 | 0 | 0 | 0 | 0 | 0 | 0 | 0 | 0 | 0 | 0 | 0 | 0 | 0 | 0 | 0 | 0 | 0
7j | Solar (PV) |  |  | 0 | 0 | 0 | 0 | 0 | 0 | 0 | 0 | 0 | 0 | 0 | 0 | 0 | 0 | 0 | 0 | 0 | 0
7k | Biomass |  |  | 0 | 0 | 0 | 0 | 0 | 0 | 0 | 0 | 0 | 0 | 0 | 0 | 0 | 0 | 0 | 0 | 0 | 0
7l | other RES (apart from hydro, including tidal, wave, geothermal, waste renewable, CSP,…) |  |  | 0 | 0 | 0 | 0 | 0 | 0 | 0 | 0 | 0 | 0 | 0 | 0 | 0.011 | 0.067 | 0 | 0 | 0 | 0
7m | Hydro Run of River and Reservoir |  |  | 0 | 0 | 0 | 0 | 0 | 0 | 0 | 0 | 0 | 0 | 0 | 0 | 0 | 0 | 0 | 0 | 0 | 0
7n | Hydro pumping |  |  | 0 | 0 | 0 | 0 | 0 | 0 | 0 | 0 | 0 | 0 | 0 | 0 | 0 | 0 | 0 | 0 | 0 | 0
7o | Other non-RES (incl. not clearly identifiable energy sources) |  |  | 0 | 0 | 0 | 0 | 0 | 0 | 0 | 0 | 0 | 0 | 0 | 0 | 0 | 0 | 0 | 0 | 0 | 0
PART B : DATA FOR NORMAL CONDITIONS
8 | Non-usable capacity at reference point (all power stations including mothballed, authorization & technical & legal constraints, energy source unavailability etc. ) |  |  | 19.7876 | 18.9688 | 18.9791 | 19.0231 | 19.1026 | 19.6563 | 19.7079 | 19.7257 | 20.2108 | 20.5366 | 21.0862 | 22.8917 | 22.1235 | 21.5085 | 20.9927 | 21.5412 | 21.8034 | 22.3826
8a | of which nuclear
8b | of which Lignite |  |  | 0 | 0 | 0 | 0 | 0 | 0 | 0 | 0 | 0 | 0 | 0 | 0 | 0 | 0 | 0 | 0 | 0 | 0
8c | of which Hard Coal |  |  | 0.21695 | 0.25745 | 0.25745 | 0.25745 | 0.25745 | 0.23473 | 0.23427 | 0.23427 | 0.19405 | 0.1945 | 0.34677 | 0.34677 | 0.34677 | 0.30305 | 0.17168 | 0.21314 | 0.17327 | 0.21314
8d | of which Gas |  |  | 3.3868 | 3.0021 | 3.1052 | 3.1934 | 3.2982 | 3.5127 | 3.5871 | 3.4969 | 3.6733 | 3.6681 | 3.647 | 4.2669 | 3.8903 | 3.5185 | 2.847 | 2.8655 | 2.6846 | 2.7251
8e | of which Oil |  |  | 0.062386 | 0.061459 | 0.061184 | 0.060763 | 0.060648 | 0.061534 | 0.061539 | 0.06174 | 0.061626 | 0.061919 | 0.062178 | 0.064507 | 0.062535 | 0.061207 | 0.061207 | 0.061333 | 0.061755 | 0.061652
8f | of which Oil Shale |  |  | 0 | 0 | 0 | 0 | 0 | 0 | 0 | 0 | 0 | 0 | 0 | 0 | 0 | 0 | 0 | 0 | 0 | 0
8g | of which Fossil Peat |  |  | 0 | 0 | 0 | 0 | 0 | 0 | 0 | 0 | 0 | 0 | 0 | 0 | 0 | 0 | 0 | 0 | 0 | 0
8h | of which onshore wind |  |  | 0.10786 | 0.10884 | 0.10898 | 0.10947 | 0.10967 | 0.11037 | 0.11091 | 0.11138 | 0.11194 | 0.1124 | 0.11293 | 0.11255 | 0.11239 | 0.11195 | 0.11075 | 0.11042 | 0.10955 | 0.10842
8i | of which offshore wind |  |  | 0 | 0 | 0 | 0 | 0 | 0 | 0 | 0 | 0 | 0 | 0 | 0 | 0 | 0 | 0 | 0 | 0 | 0
8j | of which Solar |  |  | 7.3198 | 7.2679 | 7.2134 | 7.1806 | 7.1538 | 7.1379 | 7.1459 | 7.1659 | 7.2084 | 7.2755 | 7.3785 | 7.4822 | 7.6038 | 7.7577 | 7.931 | 8.0985 | 8.2714 | 8.4282
8k | of which Biomass |  |  | 1.0729 | 1.058 | 1.0552 | 1.0512 | 1.0509 | 1.0623 | 1.0644 | 1.0768 | 1.0784 | 1.0829 | 1.0879 | 1.1259 | 1.0921 | 1.115 | 1.076 | 1.073 | 1.0769 | 1.0737
8l | of which other RES (apart from hydro) |  |  | 1.3036 | 1.2918 | 1.2884 | 1.283 | 1.2816 | 1.2928 | 1.2929 | 1.2954 | 1.294 | 1.2977 | 1.3009 | 1.3304 | 1.2945 | 1.2217 | 1.2887 | 1.2903 | 1.2956 | 1.2943
8m | Hydro Run of River and Reservoir |  |  | 4.639 | 4.2445 | 4.213 | 4.2115 | 4.215 | 4.567 | 4.534 | 4.606 | 4.912 | 5.166 | 5.472 | 6.4805 | 6.0425 | 5.743 | 5.83 | 6.1525 | 6.453 | 6.801
8n | Hydro pumping |  |  | 1.515 | 1.515 | 1.515 | 1.515 | 1.515 | 1.515 | 1.515 | 1.515 | 1.515 | 1.515 | 1.515 | 1.515 | 1.515 | 1.515 | 1.515 | 1.515 | 1.515 | 1.515
8o | of which other non-RES (incl. not clearly identifiable energy sources) |  |  | 0.16335 | 0.1618 | 0.16135 | 0.16064 | 0.16045 | 0.16193 | 0.16194 | 0.16227 | 0.16208 | 0.16257 | 0.163 | 0.16688 | 0.16359 | 0.16138 | 0.16138 | 0.16159 | 0.16229 | 0.16212
9 | Available capacity (9 = 6 - (7 + 8)) |  |  | 30.1704 | 31.3972 | 32.1179 | 32.7989 | 33.1024 | 32.4767 | 32.2361 | 32.0373 | 31.5222 | 31.2974 | 29.3318 | 28.2683 | 28.7055 | 29.1785 | 30.0983 | 29.5958 | 27.0516 | 26.6434
10 | Outages: average expected value (all power stations) |  |  | 1.6508 | 1.7222 | 1.7788 | 1.8362 | 1.8613 | 1.8379 | 1.8059 | 1.7977 | 1.7755 | 1.7933 | 1.6494 | 1.6596 | 1.6654 | 1.6954 | 1.8104 | 1.8092 | 1.6198 | 1.6318
11 | System services reserve (one hour ahead of real time) |  |  | 1.5 | 1.5 | 1.5 | 1.5 | 1.5 | 1.5 | 1.5 | 1.5 | 1.5 | 1.5 | 1.5 | 1.5 | 1.5 | 1.5 | 1.5 | 1.5 | 1.5 | 1.5
12 | Reliably available capacity (12 = 9 - (10 + 11)) |  |  | 27.0196 | 28.175 | 28.8391 | 29.4627 | 29.7411 | 29.1388 | 28.9302 | 28.7397 | 28.2467 | 28.0041 | 26.1824 | 25.1087 | 25.5401 | 25.9831 | 26.788 | 26.2866 | 23.9318 | 23.5116
13 | Demand at reference point in time |  |  | 22.502 | 21.729 | 23.5086 | 24.5166 | 24.3336 | 24.4177 | 25.2326 | 24.7991 | 24.8862 | 23.1442 | 21.3089 | 14.335 | 19.3639 | 22.3586 | 23.9877 | 23.5444 | 23.5079 | 22.9171
13b | Population average daily (24h) temperature (degrees Celsius) |  |  | 19.9345 | 20.8486 | 21.6885 | 22.4415 | 23.0925 | 23.6305 | 24.0491 | 24.3362 | 24.4842 | 24.4935 | 24.3593 | 24.0814 | 23.6646 | 23.1082 | 22.4199 | 21.6088 | 20.6889 | 19.6689
14a | Load reduction / demand side response available at reference point in time |  |  | 0.29 | 0.29 | 0.29 | 0.29 | 0.29 | 0.29 | 0.29 | 0.29 | 0.29 | 0.29 | 0.29 | 0.29 | 0.29 | 0.29 | 0.29 | 0.29 | 0.29 | 0.29
14b | Strategic reserves available at reference point in time
15 | Net weekly load at reference point in time (15 = 13-14a) |  |  | 22.212 | 21.439 | 23.2186 | 24.2266 | 24.0436 | 24.1277 | 24.9426 | 24.5091 | 24.5962 | 22.8542 | 21.0189 | 14.045 | 19.0739 | 22.0686 | 23.6977 | 23.2544 | 23.2179 | 22.6271
16 | Remaining capacity at reference point in time (16 = 12- 15) |  |  | 4.8076 | 6.736 | 5.6205 | 5.2361 | 5.6975 | 5.0111 | 3.9876 | 4.2306 | 3.6505 | 5.1499 | 5.1635 | 11.0637 | 6.4662 | 3.9145 | 3.0902 | 3.0322 | 0.71386 | 0.88458
B1 | Weekly peak load (unrestricted reference point in time) |  |  | 25.27 | 24.4019 | 25.6275 | 26.7263 | 26.5268 | 26.6185 | 27.5068 | 26.6944 | 26.7882 | 24.913 | 23.1691 | 15.4306 | 21.2693 | 23.954 | 25.6993 | 25.7983 | 25.7583 | 25.1109
B2 | Daily hour of expected weekly peak load (CET for winter, but CEST for last week; CEST for summer) |  |  | 10 | 10 | 12 | 12 | 12 | 12 | 12 | 16 | 16 | 16 | 16 | 16 | 16 | 17 | 17 | 10 | 10 | 10
.
PART C : DATA FOR SEVERE CONDITIONS
17 | Non-usable capacity at reference point (all power stations including mothballed, authorization & technical & legal constraints, energy source unavailability etc. ) |  |  | 20.2504 | 19.4219 | 19.4728 | 19.4781 | 19.5429 | 20.0253 | 20.0707 | 20.0865 | 20.5621 | 20.8977 | 21.4723 | 23.3375 | 22.5915 | 21.9492 | 21.4659 | 21.9912 | 22.1724 | 22.6812
17a | of which nuclear
17b | of which Lignite |  |  | 0 | 0 | 0 | 0 | 0 | 0 | 0 | 0 | 0 | 0 | 0 | 0 | 0 | 0 | 0 | 0 | 0 | 0
17c | of which Hard Coal |  |  | 0.24536 | 0.25859 | 0.25859 | 0.25859 | 0.25859 | 0.23473 | 0.23427 | 0.23427 | 0.19405 | 0.1945 | 0.34677 | 0.34677 | 0.34677 | 0.30305 | 0.17736 | 0.21882 | 0.17895 | 0.21882
17d | of which Gas |  |  | 3.4121 | 3.0581 | 3.1799 | 3.2747 | 3.3795 | 3.5721 | 3.6464 | 3.5562 | 3.7327 | 3.7275 | 3.7283 | 4.3482 | 3.9728 | 3.6042 | 2.9393 | 2.9578 | 2.7649 | 2.8086
17e | of which Oil |  |  | 0.062386 | 0.061459 | 0.061184 | 0.060763 | 0.060648 | 0.061534 | 0.061539 | 0.06174 | 0.061626 | 0.061919 | 0.062178 | 0.064507 | 0.062535 | 0.061207 | 0.061207 | 0.061333 | 0.061755 | 0.061652
17f | of which Oil Shale |  |  | 0 | 0 | 0 | 0 | 0 | 0 | 0 | 0 | 0 | 0 | 0 | 0 | 0 | 0 | 0 | 0 | 0 | 0
17g | of which Fossil Peat |  |  | 0 | 0 | 0 | 0 | 0 | 0 | 0 | 0 | 0 | 0 | 0 | 0 | 0 | 0 | 0 | 0 | 0 | 0
17h | of which onshore wind |  |  | 0.11808 | 0.11808 | 0.11811 | 0.11815 | 0.11817 | 0.11827 | 0.1184 | 0.11846 | 0.11854 | 0.11857 | 0.11865 | 0.11857 | 0.11851 | 0.11845 | 0.1182 | 0.11826 | 0.11824 | 0.11823
17i | of which offshore wind |  |  | 0 | 0 | 0 | 0 | 0 | 0 | 0 | 0 | 0 | 0 | 0 | 0 | 0 | 0 | 0 | 0 | 0 | 0
17j | of which Solar |  |  | 7.7187 | 7.6546 | 7.6221 | 7.5445 | 7.503 | 7.4396 | 7.4419 | 7.4603 | 7.4937 | 7.5711 | 7.6776 | 7.8408 | 7.9832 | 8.1062 | 8.2988 | 8.4427 | 8.5458 | 8.6278
17k | of which Biomass |  |  | 1.0729 | 1.058 | 1.0552 | 1.0512 | 1.0509 | 1.0623 | 1.0644 | 1.0768 | 1.0784 | 1.0829 | 1.0879 | 1.1259 | 1.0921 | 1.115 | 1.076 | 1.073 | 1.0769 | 1.0737
17l | of which other RES (apart from hydro) |  |  | 1.3036 | 1.2918 | 1.2884 | 1.283 | 1.2816 | 1.2928 | 1.2929 | 1.2954 | 1.294 | 1.2977 | 1.3009 | 1.3304 | 1.2945 | 1.2217 | 1.2887 | 1.2903 | 1.2956 | 1.2943
17m | Hydro Run of River and Reservoir |  |  | 4.639 | 4.2445 | 4.213 | 4.2115 | 4.215 | 4.567 | 4.534 | 4.606 | 4.912 | 5.166 | 5.472 | 6.4805 | 6.0425 | 5.743 | 5.83 | 6.1525 | 6.453 | 6.801
17n | Hydro pumping |  |  | 1.515 | 1.515 | 1.515 | 1.515 | 1.515 | 1.515 | 1.515 | 1.515 | 1.515 | 1.515 | 1.515 | 1.515 | 1.515 | 1.515 | 1.515 | 1.515 | 1.515 | 1.515
17o | of which other non-RES (incl. not clearly identifiable energy sources) |  |  | 0.16335 | 0.1618 | 0.16135 | 0.16064 | 0.16045 | 0.16193 | 0.16194 | 0.16227 | 0.16208 | 0.16257 | 0.163 | 0.16688 | 0.16359 | 0.16138 | 0.16138 | 0.16159 | 0.16229 | 0.16212
18 | Available capacity (18 = 6 - (7 + 17)) |  |  | 29.7076 | 30.9441 | 31.6242 | 32.3439 | 32.6621 | 32.1077 | 31.8733 | 31.6765 | 31.1709 | 30.9363 | 28.9457 | 27.8225 | 28.2375 | 28.7378 | 29.6251 | 29.1458 | 26.6826 | 26.3448
19 | Outages: average expected value (all power stations) under SEVERE conditions |  |  | 1.6451 | 1.717 | 1.7719 | 1.8288 | 1.8539 | 1.8326 | 1.8006 | 1.7923 | 1.7702 | 1.788 | 1.6421 | 1.6523 | 1.658 | 1.6877 | 1.8014 | 1.8002 | 1.6119 | 1.6236
20 | System services reserve (one hour ahead of real time) under SEVERE conditions |  |  | 1.5 | 1.5 | 1.5 | 1.5 | 1.5 | 1.5 | 1.5 | 1.5 | 1.5 | 1.5 | 1.5 | 1.5 | 1.5 | 1.5 | 1.5 | 1.5 | 1.5 | 1.5
21 | Reliably available capacity under SEVERE conditions (21 = 18 - (19 + 20)) |  |  | 26.5625 | 27.7271 | 28.3523 | 29.0151 | 29.3083 | 28.7751 | 28.5727 | 28.3842 | 27.9007 | 27.6483 | 25.8035 | 24.6702 | 25.0796 | 25.5501 | 26.3237 | 25.8456 | 23.5707 | 23.2212
22 | Demand at reference point in time under SEVERE conditions (one in 20 year) |  |  | 25.0675 | 24.9523 | 27.4604 | 28.9834 | 28.9204 | 29.0977 | 29.9782 | 29.6428 | 29.7385 | 27.6568 | 25.4636 | 17.1301 | 23.1395 | 25.894 | 27.0491 | 25.929 | 25.2842 | 24.0273
23a | Load reduction / demand side response available at reference point in time under SEVERE conditions |  |  | 0.29 | 0.29 | 0.29 | 0.29 | 0.29 | 0.29 | 0.29 | 0.29 | 0.29 | 0.29 | 0.29 | 0.29 | 0.29 | 0.29 | 0.29 | 0.29 | 0.29 | 0.29
23b | Strategic reserves available at reference point in time under SEVERE conditions
24 | Net weekly peak load for SEVERE conditions (24 = 22-23a) |  |  | 24.7775 | 24.6623 | 27.1704 | 28.6934 | 28.6304 | 28.8077 | 29.6882 | 29.3528 | 29.4485 | 27.3668 | 25.1736 | 16.8401 | 22.8495 | 25.604 | 26.7591 | 25.639 | 24.9942 | 23.7373
25 | Remaining capacity for SEVERE conditions (25 = 21-24) |  |  | 1.785 | 3.0648 | 1.1818 | 0.32173 | 0.67787 | -0.032572 | -1.1154 | -0.96856 | -1.5478 | 0.2815 | 0.6299 | 7.8301 | 2.2301 | -0.053944 | -0.43535 | 0.20658 | -1.4235 | -0.51606
C1 | Weekly peak load under SEVERE conditions (unrestricted reference point in time) |  |  | 28.1512 | 28.0217 | 29.9355 | 31.5957 | 31.527 | 31.7203 | 32.6801 | 31.9083 | 32.0114 | 29.7706 | 27.6866 | 18.4393 | 25.4163 | 27.7417 | 28.9791 | 28.4111 | 27.7047 | 26.3274
C2 | Daily hour of expected weekly peak load (CET for winter, but CEST for last week; CEST for summer) |  |  | 10 | 10 | 12 | 12 | 12 | 12 | 12 | 16 | 16 | 16 | 16 | 16 | 16 | 17 | 17 | 10 | 10 | 10
PART D: ADDITIONAL INFORMATION FOR INTERCONNECTORS (at synchronous peak)
31 | Simultaneous importable capacity |  | From | 7.105 | 7.04 | 7.105 | 7.105 | 7.105 | 7.93 | 7.105 | 7.105 | 7.105 | 8.005 | 7.39 | 6.4 | 6.615 | 6.63 | 7.945 | 7.945 | 7.945 | 7.945
32 | Simultaneous exportable capacity |  | To | 6.31 | 5.61 | 5.61 | 5.81 | 5.81 | 6.61 | 6.61 | 6.61 | 6.61 | 6.61 | 6.31 | 6.31 | 6.31 | 6.61 | 6.61 | 6.61 | 6.61 | 6.61
| The off-peak dates are related to Sunday of each week |  |  | 2019-06-02 | 2019-06-09 | 2019-06-16 | 2019-06-23 | 2019-06-30 | 2019-07-07 | 2019-07-14 | 2019-07-21 | 2019-07-28 | 2019-08-04 | 2019-08-11 | 2019-08-18 | 2019-08-25 | 2019-09-01 | 2019-09-08 | 2019-09-15 | 2019-09-22 | 2019-09-29
| WEEK |  |  | 22 | 23 | 24 | 25 | 26 | 27 | 28 | 29 | 30 | 31 | 32 | 33 | 34 | 35 | 36 | 37 | 38 | 39
| Time (CET for winter, but CEST for last week of winter; CEST for summer) |  |  | 5:00 | 5:00 | 5:00 | 5:00 | 5:00 | 5:00 | 5:00 | 5:00 | 5:00 | 5:00 | 5:00 | 5:00 | 5:00 | 5:00 | 5:00 | 5:00 | 5:00 | 5:00
PART E: ADDITIONAL INFORMATION FOR NIGHT MIN DEMAND CONDITIONS
33 | Weekly Minimum Demand (overnight valley minimum) |  |  | 11.8696 | 11.4618 | 13.0816 | 13.6425 | 13.5407 | 13.5874 | 14.0409 | 13.4566 | 13.5039 | 12.5586 | 11.3309 | 10.5116 | 11.0419 | 10.8457 | 11.636 | 11.1116 | 11.0944 | 10.8155
34 | Must Run Generation (excluding wind/run of river) |  |  | 2.777 | 2.84 | 2.9425 | 3.101 | 3.1635 | 3.0395 | 3.1785 | 3.104 | 3.245 | 3.1255 | 2.918 | 3.0585 | 3.0405 | 2.9995 | 3.0165 | 2.715 | 2.689 | 2.849
35 | Run of river generation (Must Run) |  |  | 5.207 | 5.207 | 5.406 | 4.4855 | 4.0385 | 3.407 | 3.286 | 3.069 | 3.123 | 3.123 | 3.0395 | 2.799 | 2.799 | 2.571 | 2.291 | 2.077 | 1.855 | 1.287
36 | Downward balancing reserves (FCR, FRR) |  |  | 0.25 | 0.25 | 0.25 | 0.25 | 0.25 | 0.25 | 0.25 | 0.25 | 0.25 | 0.25 | 0.25 | 0.25 | 0.25 | 0.25 | 0.25 | 0.25 | 0.25 | 0.25
37 | Pumping Storage Capacity available (Power) |  |  | 1.5 | 1.5 | 1.5 | 1.5 | 1.5 | 1.5 | 1.5 | 1.5 | 1.5 | 1.5 | 1.5 | 1.5 | 1.5 | 1.5 | 1.5 | 1.5 | 1.5 | 1.5
38a | Highest expected onshore wind generation running |  |  | 0.055507 | 0.054254 | 0.052072 | 0.050888 | 0.049809 | 0.048027 | 0.04755 | 0.047877 | 0.048213 | 0.046814 | 0.045473 | 0.047908 | 0.049705 | 0.052949 | 0.055315 | 0.056147 | 0.056244 | 0.058525
38b | Highest expected offshore wind generation running |  |  | 0 | 0 | 0 | 0 | 0 | 0 | 0 | 0 | 0 | 0 | 0 | 0 | 0 | 0 | 0 | 0 | 0 | 0
39 | DOWNWARD REGULATION CAPABILITIES: 39 = (33+37)-(34+35+36+38a+38b)) |  |  | 5.0801 | 4.6106 | 5.931 | 7.2551 | 7.5388 | 8.3429 | 8.7789 | 8.4858 | 8.3377 | 7.5133 | 6.5779 | 5.8562 | 6.4027 | 6.4723 | 7.5231 | 7.5135 | 7.7442 | 7.871
PART Ebis: ADDITIONAL INFORMATION FOR INTERCONNECTORS
Transportable capacity at night minimum demand conditions (high wind conditions)
40 | Simultaneous importable capacity |  | From | 5.3 | 6.911 | 7.7 | 7.3 | 7.3 | 8.5 | 7.7 | 7.7 | 7.7 | 8.6 | 6.967 | 5.557 | 7.169 | 7.4 | 8.52 | 8.52 | 8.52 | 8.52
41 | Simultaneous exportable capacity |  | To | 6.76 | 6.06 | 6.76 | 6.26 | 6.76 | 6.76 | 6.76 | 6.76 | 6.76 | 6.76 | 6.76 | 6.76 | 6.76 | 6.76 | 6.76 | 6.76 | 6.76 | 6.76
| Time (CET for winter, but CEST for last week of winter; CEST for summer) |  |  | 11:00 | 11:00 | 11:00 | 11:00 | 11:00 | 11:00 | 11:00 | 11:00 | 11:00 | 11:00 | 11:00 | 11:00 | 11:00 | 11:00 | 11:00 | 11:00 | 11:00 | 11:00
PART F: ADDITIONAL INFORMATION FOR DAYTIME MIN DEMAND CONDITIONS
42 | Weekly Minimum Daytime Demand (Sunday low peak + solar) |  |  | 13.7268 | 13.2553 | 15.0484 | 15.6936 | 15.5765 | 15.6303 | 16.1519 | 15.0953 | 15.1484 | 14.088 | 12.7107 | 11.7916 | 12.3865 | 12.5881 | 13.5053 | 13.8137 | 13.7923 | 13.4456
43 | Must Run Generation (excluding wind/PV/run of river) |  |  | 2.824 | 2.8115 | 2.8085 | 2.9425 | 3.082 | 2.961 | 3.147 | 3.009 | 3.0495 | 2.8695 | 2.856 | 2.979 | 2.978 | 3.1005 | 3.1505 | 2.894 | 2.802 | 2.999
44 | Run of river generation (Must Run) |  |  | 6.4135 | 6.4135 | 6.35 | 5.4815 | 4.961 | 4.003 | 3.784 | 3.371 | 3.243 | 3.171 | 3.0745 | 3.0325 | 3.1985 | 3.38 | 2.928 | 2.928 | 2.928 | 2.588
45 | Downward balancing reserves (FCR, FRR) |  |  | 0.25 | 0.25 | 0.25 | 0.25 | 0.25 | 0.25 | 0.25 | 0.25 | 0.25 | 0.25 | 0.25 | 0.25 | 0.25 | 0.25 | 0.25 | 0.25 | 0.25 | 0.25
46 | Pumping Storage Capacity available (Power) |  |  | 1.5 | 1.5 | 1.5 | 1.5 | 1.5 | 1.5 | 1.5 | 1.5 | 1.5 | 1.5 | 1.5 | 1.5 | 1.5 | 1.5 | 1.5 | 1.5 | 1.5 | 1.5
47a | Highest expected onshore wind generation running |  |  | 0.049061 | 0.046379 | 0.043531 | 0.043391 | 0.041756 | 0.039582 | 0.039943 | 0.039872 | 0.04026 | 0.038922 | 0.03817 | 0.041001 | 0.043351 | 0.046774 | 0.050246 | 0.051669 | 0.053472 | 0.057027
47b | Highest expected offshore wind generation running |  |  | 0 | 0 | 0 | 0 | 0 | 0 | 0 | 0 | 0 | 0 | 0 | 0 | 0 | 0 | 0 | 0 | 0 | 0
48 | Highest expected solar PV running |  |  | 4.4637 | 4.4437 | 4.4017 | 4.3799 | 4.3597 | 4.3394 | 4.3186 | 4.2886 | 4.2749 | 4.2298 | 4.1999 | 4.1671 | 4.1173 | 4.0677 | 4.0084 | 3.9207 | 3.8307 | 3.7513
49 | DOWNWARD REGULATION CAPABILITIES: 49 = (42+46)-(43+44+45+47a+47b+48a+48b) |  |  | 1.2266 | 0.79015 | 2.6947 | 4.0963 | 4.382 | 5.5373 | 6.1124 | 5.6368 | 5.7907 | 5.0287 | 3.7921 | 2.822 | 3.2993 | 3.2431 | 4.6181 | 5.2693 | 5.4281 | 5.3003
PART Fbis: ADDITIONAL INFORMATION FOR INTERCONNECTORS
Transportable capacity at daytime minimum demand conditions (high wind and high solar conditions)
50 | Simultaneous importable capacity |  | From | 3.3 | 2.8 | 3.3 | 3.9 | 4.9 | 5.3 | 6.987 | 6.987 | 6.987 | 5.3 | 3.3 | 3.3 | 3.3 | 4.3 | 6.3 | 6.3 | 6.3 | 6.3
51 | Simultaneous exportable capacity |  | To | 6.76 | 6.06 | 6.76 | 6.26 | 6.76 | 6.76 | 6.76 | 6.76 | 6.76 | 6.76 | 6.76 | 6.76 | 6.76 | 6.76 | 6.76 | 6.76 | 6.76 | 6.76

## HU
Summer Outlook Report 2019
| Power Data (all entries are assumed to be >0) |  |  | Countrycode: |  | HU | [6 empty] | Heating if temperature below: | 15.3183 |  |  |  | Cooling if temperature above: | 20.3183
| (Net values in GW, at a synchronous time every week) |  |  | Countryname: |  | Hungary | [6 empty] | Heating saturation temperature: | -1 |  |  |  | Cooling saturation temperature: | not detected
[13 empty] | Temperature sensitivity in heating [MW/ ͦC] | -43.4484 |  |  |  | Temperature sensitivity in cooling [MW/ ͦC] | 100.0733
| The peak dates are related to Wednesday of each week |  |  | 2019-05-29 | 2019-06-05 | 2019-06-12 | 2019-06-19 | 2019-06-26 | 2019-07-03 | 2019-07-10 | 2019-07-17 | 2019-07-24 | 2019-07-31 | 2019-08-07 | 2019-08-14 | 2019-08-21 | 2019-08-28 | 2019-09-04 | 2019-09-11 | 2019-09-18 | 2019-09-25
| WEEK |  |  | 22 | 23 | 24 | 25 | 26 | 27 | 28 | 29 | 30 | 31 | 32 | 33 | 34 | 35 | 36 | 37 | 38 | 39
| Time (CET for winter, but CEST last week; CEST for summer) |  |  | 19:00 | 19:00 | 19:00 | 19:00 | 19:00 | 19:00 | 19:00 | 19:00 | 19:00 | 19:00 | 19:00 | 19:00 | 19:00 | 19:00 | 19:00 | 19:00 | 19:00 | 19:00
Line | PART A : INDIGENOUS NATIONAL GENERATION | Severe conditions Average Forced Outage Rate | Normal conditions Average Forced Outage Rate
Net generating capacity:
1 | Nuclear Power | 3% | 3% | 1.8989 | 1.8989 | 1.8989 | 1.8989 | 1.8989 | 1.8989 | 1.8989 | 1.8989 | 1.8989 | 1.8989 | 1.8989 | 1.8989 | 1.8989 | 1.8989 | 1.8989 | 1.8989 | 1.8989 | 1.8989
2 | Fossil Fuels |  |  | 5.5789 | 5.5789 | 5.5789 | 5.5789 | 5.5789 | 5.5789 | 5.5789 | 5.5789 | 5.5789 | 5.5789 | 5.5789 | 5.5789 | 5.5789 | 5.5789 | 5.5789 | 5.5789 | 5.5789 | 5.5789
2a | of which Lignite | 6% | 6% | 1.0489 | 1.0489 | 1.0489 | 1.0489 | 1.0489 | 1.0489 | 1.0489 | 1.0489 | 1.0489 | 1.0489 | 1.0489 | 1.0489 | 1.0489 | 1.0489 | 1.0489 | 1.0489 | 1.0489 | 1.0489
2b | of which Hard Coal | 9% | 9% | 0 | 0 | 0 | 0 | 0 | 0 | 0 | 0 | 0 | 0 | 0 | 0 | 0 | 0 | 0 | 0 | 0 | 0
2c | of which Gas | 5% | 5% | 4.12 | 4.12 | 4.12 | 4.12 | 4.12 | 4.12 | 4.12 | 4.12 | 4.12 | 4.12 | 4.12 | 4.12 | 4.12 | 4.12 | 4.12 | 4.12 | 4.12 | 4.12
2d | of which Oil | 3% | 3% | 0.41 | 0.41 | 0.41 | 0.41 | 0.41 | 0.41 | 0.41 | 0.41 | 0.41 | 0.41 | 0.41 | 0.41 | 0.41 | 0.41 | 0.41 | 0.41 | 0.41 | 0.41
2e | of which Oil Shale | 8.75% | 8.75% | 0 | 0 | 0 | 0 | 0 | 0 | 0 | 0 | 0 | 0 | 0 | 0 | 0 | 0 | 0 | 0 | 0 | 0
2f | of which Fossil Peat | 8.75% | 8.75% | 0 | 0 | 0 | 0 | 0 | 0 | 0 | 0 | 0 | 0 | 0 | 0 | 0 | 0 | 0 | 0 | 0 | 0
3 | Renewable Energy Sources (other than hydro) |  |  | 1.783 | 1.783 | 1.783 | 1.783 | 1.783 | 1.783 | 1.783 | 1.783 | 1.783 | 1.783 | 1.783 | 1.783 | 1.783 | 1.783 | 1.783 | 1.783 | 1.783 | 1.783
3a | of which onshore wind | 0% | 0% | 0.32305 | 0.32305 | 0.32305 | 0.32305 | 0.32305 | 0.32305 | 0.32305 | 0.32305 | 0.32305 | 0.32305 | 0.32305 | 0.32305 | 0.32305 | 0.32305 | 0.32305 | 0.32305 | 0.32305 | 0.32305
3b | of which offshore wind | 0% | 0% | 0 | 0 | 0 | 0 | 0 | 0 | 0 | 0 | 0 | 0 | 0 | 0 | 0 | 0 | 0 | 0 | 0 | 0
3c | of which Solar (PV) | 0% | 0% | 1.122 | 1.122 | 1.122 | 1.122 | 1.122 | 1.122 | 1.122 | 1.122 | 1.122 | 1.122 | 1.122 | 1.122 | 1.122 | 1.122 | 1.122 | 1.122 | 1.122 | 1.122
3d | of which Biomass | 0% | 0% | 0.24595 | 0.24595 | 0.24595 | 0.24595 | 0.24595 | 0.24595 | 0.24595 | 0.24595 | 0.24595 | 0.24595 | 0.24595 | 0.24595 | 0.24595 | 0.24595 | 0.24595 | 0.24595 | 0.24595 | 0.24595
3e | of which other RES (e.g. tidal, wave, geothermal, RES waste, CSP) | 0% | 0% | 0.09198 | 0.09198 | 0.09198 | 0.09198 | 0.09198 | 0.09198 | 0.09198 | 0.09198 | 0.09198 | 0.09198 | 0.09198 | 0.09198 | 0.09198 | 0.09198 | 0.09198 | 0.09198 | 0.09198 | 0.09198
4a | Hydro Run of River and Reservoir | 0% | 0% | 0.05598 | 0.05598 | 0.05598 | 0.05598 | 0.05598 | 0.05598 | 0.05598 | 0.05598 | 0.05598 | 0.05598 | 0.05598 | 0.05598 | 0.05598 | 0.05598 | 0.05598 | 0.05598 | 0.05598 | 0.05598
4b | Hydro pumping | 0% | 0% | 0 | 0 | 0 | 0 | 0 | 0 | 0 | 0 | 0 | 0 | 0 | 0 | 0 | 0 | 0 | 0 | 0 | 0
5 | Other non-RES (e.g. CHP non-renewable, waste non-renewable) | 0% | 0% | 0 | 0 | 0 | 0 | 0 | 0 | 0 | 0 | 0 | 0 | 0 | 0 | 0 | 0 | 0 | 0 | 0 | 0
6 | Total Net generating capacity (6 = 1+2+3+4a+4b+5) |  |  | 9.3167 | 9.3167 | 9.3167 | 9.3167 | 9.3167 | 9.3167 | 9.3167 | 9.3167 | 9.3167 | 9.3167 | 9.3167 | 9.3167 | 9.3167 | 9.3167 | 9.3167 | 9.3167 | 9.3167 | 9.3167
7 | Maintenance & Overhauls (planned outages) |  |  | 1.0701 | 0.9102 | 0.9232 | 0.2416 | 0.2416 | 0.2416 | 0.2416 | 0.2416 | 0.3436 | 0.1896 | 0.1896 | 0.5566 | 0.2426 | 0.7143 | 1.1223 | 0.8648 | 0.7008 | 0.2291
7a | Nuclear Power |  |  | 0.4756 | 0.4756 | 0.4756 | 0 | 0 | 0 | 0 | 0 | 0 | 0 | 0 | 0 | 0 | 0.4717 | 0.4717 | 0.4717 | 0.4717 | 0
7b | Lignite |  |  | 0.2 | 0.206 | 0.206 | 0 | 0 | 0 | 0 | 0 | 0 | 0 | 0 | 0 | 0.042 | 0.042 | 0 | 0 | 0 | 0
7c | Hard Coal |  |  | 0 | 0 | 0 | 0 | 0 | 0 | 0 | 0 | 0 | 0 | 0 | 0 | 0 | 0 | 0 | 0 | 0 | 0
7d | Gas |  |  | 0.35946 | 0.1936 | 0.2416 | 0.2416 | 0.2416 | 0.2416 | 0.2416 | 0.2416 | 0.3436 | 0.1896 | 0.1896 | 0.5566 | 0.1566 | 0.1566 | 0.6066 | 0.2291 | 0.2291 | 0.2291
7e | Oil |  |  | 0 | 0 | 0 | 0 | 0 | 0 | 0 | 0 | 0 | 0 | 0 | 0 | 0 | 0 | 0 | 0.12 | 0 | 0
7f | Oil Shale |  |  | 0 | 0 | 0 | 0 | 0 | 0 | 0 | 0 | 0 | 0 | 0 | 0 | 0 | 0 | 0 | 0 | 0 | 0
7g | Fossil Peat |  |  | 0 | 0 | 0 | 0 | 0 | 0 | 0 | 0 | 0 | 0 | 0 | 0 | 0 | 0 | 0 | 0 | 0 | 0
7h | Onshore Wind |  |  | 0 | 0 | 0 | 0 | 0 | 0 | 0 | 0 | 0 | 0 | 0 | 0 | 0 | 0 | 0 | 0 | 0 | 0
7i | Offshore Wind |  |  | 0 | 0 | 0 | 0 | 0 | 0 | 0 | 0 | 0 | 0 | 0 | 0 | 0 | 0 | 0 | 0 | 0 | 0
7j | Solar (PV) |  |  | 0 | 0 | 0 | 0 | 0 | 0 | 0 | 0 | 0 | 0 | 0 | 0 | 0 | 0 | 0 | 0 | 0 | 0
7k | Biomass |  |  | 0.035 | 0.035 | 0 | 0 | 0 | 0 | 0 | 0 | 0 | 0 | 0 | 0 | 0.044 | 0.044 | 0.044 | 0.044 | 0 | 0
7l | other RES (apart from hydro, including tidal, wave, geothermal, waste renewable, CSP,…) |  |  | 0 | 0 | 0 | 0 | 0 | 0 | 0 | 0 | 0 | 0 | 0 | 0 | 0 | 0 | 0 | 0 | 0 | 0
7m | Hydro Run of River and Reservoir |  |  | 0 | 0 | 0 | 0 | 0 | 0 | 0 | 0 | 0 | 0 | 0 | 0 | 0 | 0 | 0 | 0 | 0 | 0
7n | Hydro pumping |  |  | 0 | 0 | 0 | 0 | 0 | 0 | 0 | 0 | 0 | 0 | 0 | 0 | 0 | 0 | 0 | 0 | 0 | 0
7o | Other non-RES (incl. not clearly identifiable energy sources) |  |  | 0 | 0 | 0 | 0 | 0 | 0 | 0 | 0 | 0 | 0 | 0 | 0 | 0 | 0 | 0 | 0 | 0 | 0
PART B : DATA FOR NORMAL CONDITIONS
8 | Non-usable capacity at reference point (all power stations including mothballed, authorization & technical & legal constraints, energy source unavailability etc. ) |  |  | 2.7636 | 2.7041 | 2.6989 | 2.6951 | 2.75 | 2.7497 | 2.7537 | 2.7568 | 2.7661 | 2.7767 | 2.7874 | 2.7986 | 2.81 | 2.7607 | 2.7703 | 2.7796 | 2.7877 | 2.7927
8a | of which nuclear |  |  | 0 | 0 | 0 | 0 | 0 | 0 | 0 | 0 | 0 | 0 | 0 | 0 | 0 | 0 | 0 | 0 | 0 | 0
8b | of which Lignite |  |  | 0.27 | 0.27 | 0.27 | 0.27 | 0.27 | 0.27 | 0.27 | 0.27 | 0.27 | 0.27 | 0.27 | 0.27 | 0.27 | 0.27 | 0.27 | 0.27 | 0.27 | 0.27
8c | of which Hard Coal |  |  | 0 | 0 | 0 | 0 | 0 | 0 | 0 | 0 | 0 | 0 | 0 | 0 | 0 | 0 | 0 | 0 | 0 | 0
8d | of which Gas |  |  | 1.1161 | 1.0591 | 1.0591 | 1.0591 | 1.0591 | 1.0591 | 1.0591 | 1.0591 | 1.0591 | 1.0591 | 1.0591 | 1.0591 | 1.0591 | 1.0591 | 1.0591 | 1.0591 | 1.0591 | 1.0591
8e | of which Oil |  |  | 0 | 0 | 0 | 0 | 0.06 | 0.06 | 0.06 | 0.06 | 0.06 | 0.06 | 0.06 | 0.06 | 0.06 | 0 | 0 | 0 | 0 | 0
8f | of which Oil Shale |  |  | 0 | 0 | 0 | 0 | 0 | 0 | 0 | 0 | 0 | 0 | 0 | 0 | 0 | 0 | 0 | 0 | 0 | 0
8g | of which Fossil Peat |  |  | 0 | 0 | 0 | 0 | 0 | 0 | 0 | 0 | 0 | 0 | 0 | 0 | 0 | 0 | 0 | 0 | 0 | 0
8h | of which onshore wind |  |  | 0.29195 | 0.29455 | 0.29381 | 0.29391 | 0.29094 | 0.29073 | 0.29241 | 0.29177 | 0.29569 | 0.29814 | 0.29975 | 0.30049 | 0.29876 | 0.29487 | 0.29015 | 0.28724 | 0.28635 | 0.28569
8i | of which offshore wind |  |  | 0 | 0 | 0 | 0 | 0 | 0 | 0 | 0 | 0 | 0 | 0 | 0 | 0 | 0 | 0 | 0 | 0 | 0
8j | of which Solar |  |  | 1.0265 | 1.0215 | 1.017 | 1.013 | 1.011 | 1.0109 | 1.0131 | 1.0169 | 1.0224 | 1.0305 | 1.0396 | 1.05 | 1.0632 | 1.0777 | 1.092 | 1.1043 | 1.1133 | 1.1189
8k | of which Biomass |  |  | 0.059 | 0.059 | 0.059 | 0.059 | 0.059 | 0.059 | 0.059 | 0.059 | 0.059 | 0.059 | 0.059 | 0.059 | 0.059 | 0.059 | 0.059 | 0.059 | 0.059 | 0.059
8l | of which other RES (apart from hydro) |  |  | 0 | 0 | 0 | 0 | 0 | 0 | 0 | 0 | 0 | 0 | 0 | 0 | 0 | 0 | 0 | 0 | 0 | 0
8m | Hydro Run of River and Reservoir |  |  | 0 | 0 | 0 | 0 | 0 | 0 | 0 | 0 | 0 | 0 | 0 | 0 | 0 | 0 | 0 | 0 | 0 | 0
8n | Hydro pumping |  |  | 0 | 0 | 0 | 0 | 0 | 0 | 0 | 0 | 0 | 0 | 0 | 0 | 0 | 0 | 0 | 0 | 0 | 0
8o | of which other non-RES (incl. not clearly identifiable energy sources) |  |  | 0 | 0 | 0 | 0 | 0 | 0 | 0 | 0 | 0 | 0 | 0 | 0 | 0 | 0 | 0 | 0 | 0 | 0
9 | Available capacity (9 = 6 - (7 + 8)) |  |  | 5.4831 | 5.7024 | 5.6946 | 6.3801 | 6.3251 | 6.3254 | 6.3215 | 6.3184 | 6.207 | 6.3504 | 6.3397 | 5.9616 | 6.2641 | 5.8417 | 5.4242 | 5.6723 | 5.8282 | 6.2949
10 | Outages: average expected value (all power stations) |  |  | 0.22195 | 0.23274 | 0.23034 | 0.25697 | 0.25517 | 0.25517 | 0.25517 | 0.25517 | 0.25007 | 0.25777 | 0.25777 | 0.23942 | 0.2569 | 0.24454 | 0.22456 | 0.23984 | 0.24344 | 0.25759
11 | System services reserve (one hour ahead of real time) |  |  | 0.755 | 0.758 | 0.758 | 0.758 | 0.758 | 0.757 | 0.757 | 0.757 | 0.757 | 0.751 | 0.76 | 0.76 | 0.76 | 0.76 | 0.757 | 0.757 | 0.757 | 0.757
12 | Reliably available capacity (12 = 9 - (10 + 11)) |  |  | 4.5061 | 4.7117 | 4.7063 | 5.3651 | 5.3119 | 5.3133 | 5.3093 | 5.3062 | 5.1999 | 5.3416 | 5.322 | 4.9622 | 5.2472 | 4.8372 | 4.4426 | 4.6755 | 4.8278 | 5.2803
13 | Demand at reference point in time |  |  | 5.215 | 5.405 | 5.405 | 5.405 | 5.405 | 5.405 | 5.405 | 5.405 | 5.405 | 5.405 | 5.5 | 5.5 | 5.5 | 5.5 | 5.41 | 5.41 | 5.41 | 5.41
13b | Population average daily (24h) temperature (degrees Celsius) |  |  | 17.9872 | 18.8298 | 19.5675 | 20.1927 | 20.6987 | 21.0796 | 21.3303 | 21.4465 | 21.425 | 21.2637 | 20.9614 | 20.5183 | 19.9357 | 19.2167 | 18.3658 | 17.3892 | 16.2952 | 15.0939
14a | Load reduction / demand side response available at reference point in time |  |  | 0 | 0 | 0 | 0 | 0 | 0 | 0 | 0 | 0 | 0 | 0 | 0 | 0 | 0 | 0 | 0 | 0 | 0
14b | Strategic reserves available at reference point in time |  |  | 0 | 0 | 0 | 0 | 0 | 0 | 0 | 0 | 0 | 0 | 0 | 0 | 0 | 0 | 0 | 0 | 0 | 0
15 | Net weekly load at reference point in time (15 = 13-14a) |  |  | 5.215 | 5.405 | 5.405 | 5.405 | 5.405 | 5.405 | 5.405 | 5.405 | 5.405 | 5.405 | 5.5 | 5.5 | 5.5 | 5.5 | 5.41 | 5.41 | 5.41 | 5.41
16 | Remaining capacity at reference point in time (16 = 12- 15) |  |  | -0.70887 | -0.6933 | -0.69874 | -0.039888 | -0.093053 | -0.091738 | -0.095685 | -0.098812 | -0.20507 | -0.063374 | -0.17804 | -0.53784 | -0.25277 | -0.66281 | -0.96739 | -0.7345 | -0.58221 | -0.12965
B1 | Weekly peak load (unrestricted reference point in time) |  |  | 5.415 | 5.605 | 5.605 | 5.605 | 5.605 | 5.605 | 5.605 | 5.605 | 5.605 | 5.605 | 5.7 | 5.7 | 5.7 | 5.7 | 5.51 | 5.51 | 5.51 | 5.51
B2 | Daily hour of expected weekly peak load (CET for winter, but CEST for last week; CEST for summer) |  |  | 13:00 | 13:00 | 13:00 | 13:00 | 13:00 | 13:00 | 13:00 | 13:00 | 13:00 | 13:00 | 16:00 | 16:00 | 16:00 | 20:00 | 20:00 | 20:00 | 20:00 | 20:00
.
PART C : DATA FOR SEVERE CONDITIONS
17 | Non-usable capacity at reference point (all power stations including mothballed, authorization & technical & legal constraints, energy source unavailability etc. ) |  |  | 2.8161 | 2.7516 | 2.7477 | 2.7449 | 2.7409 | 2.9398 | 2.9432 | 2.9465 | 2.9532 | 2.9608 | 2.9731 | 2.9873 | 3.0018 | 2.8134 | 2.823 | 2.829 | 2.8317 | 2.8325
17a | of which nuclear |  |  | 0 | 0 | 0 | 0 | 0 | 0 | 0 | 0 | 0 | 0 | 0 | 0 | 0 | 0 | 0 | 0 | 0 | 0
17b | of which Lignite |  |  | 0.27 | 0.27 | 0.27 | 0.27 | 0.27 | 0.27 | 0.27 | 0.27 | 0.27 | 0.27 | 0.27 | 0.27 | 0.27 | 0.27 | 0.27 | 0.27 | 0.27 | 0.27
17c | of which Hard Coal |  |  | 0 | 0 | 0 | 0 | 0 | 0 | 0 | 0 | 0 | 0 | 0 | 0 | 0 | 0 | 0 | 0 | 0 | 0
17d | of which Gas |  |  | 1.1161 | 1.0591 | 1.0591 | 1.0591 | 1.0591 | 1.1591 | 1.1591 | 1.1591 | 1.1591 | 1.1591 | 1.1591 | 1.1591 | 1.1591 | 1.0591 | 1.0591 | 1.0591 | 1.0591 | 1.0591
17e | of which Oil |  |  | 0 | 0 | 0 | 0 | 0 | 0.1 | 0.1 | 0.1 | 0.1 | 0.1 | 0.1 | 0.1 | 0.1 | 0 | 0 | 0 | 0 | 0
17f | of which Oil Shale |  |  | 0 | 0 | 0 | 0 | 0 | 0 | 0 | 0 | 0 | 0 | 0 | 0 | 0 | 0 | 0 | 0 | 0 | 0
17g | of which Fossil Peat |  |  | 0 | 0 | 0 | 0 | 0 | 0 | 0 | 0 | 0 | 0 | 0 | 0 | 0 | 0 | 0 | 0 | 0 | 0
17h | of which onshore wind |  |  | 0.32222 | 0.32237 | 0.32235 | 0.32235 | 0.32227 | 0.32242 | 0.32253 | 0.32257 | 0.32264 | 0.32269 | 0.32267 | 0.32274 | 0.32271 | 0.32262 | 0.32258 | 0.32251 | 0.32251 | 0.32246
17i | of which offshore wind |  |  | 0 | 0 | 0 | 0 | 0 | 0 | 0 | 0 | 0 | 0 | 0 | 0 | 0 | 0 | 0 | 0 | 0 | 0
17j | of which Solar |  |  | 1.0488 | 1.0411 | 1.0372 | 1.0344 | 1.0305 | 1.0293 | 1.0325 | 1.0359 | 1.0424 | 1.05 | 1.0624 | 1.0765 | 1.091 | 1.1027 | 1.1123 | 1.1183 | 1.1211 | 1.122
17k | of which Biomass |  |  | 0.059 | 0.059 | 0.059 | 0.059 | 0.059 | 0.059 | 0.059 | 0.059 | 0.059 | 0.059 | 0.059 | 0.059 | 0.059 | 0.059 | 0.059 | 0.059 | 0.059 | 0.059
17l | of which other RES (apart from hydro) |  |  | 0 | 0 | 0 | 0 | 0 | 0 | 0 | 0 | 0 | 0 | 0 | 0 | 0 | 0 | 0 | 0 | 0 | 0
17m | Hydro Run of River and Reservoir |  |  | 0 | 0 | 0 | 0 | 0 | 0 | 0 | 0 | 0 | 0 | 0 | 0 | 0 | 0 | 0 | 0 | 0 | 0
17n | Hydro pumping |  |  | 0 | 0 | 0 | 0 | 0 | 0 | 0 | 0 | 0 | 0 | 0 | 0 | 0 | 0 | 0 | 0 | 0 | 0
17o | of which other non-RES (incl. not clearly identifiable energy sources) |  |  | 0 | 0 | 0 | 0 | 0 | 0 | 0 | 0 | 0 | 0 | 0 | 0 | 0 | 0 | 0 | 0 | 0 | 0
18 | Available capacity (18 = 6 - (7 + 17)) |  |  | 5.4305 | 5.6549 | 5.6459 | 6.3303 | 6.3343 | 6.1354 | 6.132 | 6.1286 | 6.02 | 6.1664 | 6.154 | 5.7728 | 6.0723 | 5.789 | 5.3714 | 5.623 | 5.7842 | 6.2551
19 | Outages: average expected value (all power stations) under SEVERE conditions |  |  | 0.22195 | 0.23274 | 0.23034 | 0.25697 | 0.25697 | 0.24897 | 0.24897 | 0.24897 | 0.24387 | 0.25157 | 0.25157 | 0.23322 | 0.2507 | 0.24454 | 0.22456 | 0.23984 | 0.24344 | 0.25759
20 | System services reserve (one hour ahead of real time) under SEVERE conditions |  |  | 0.762 | 0.765 | 0.765 | 0.767 | 0.767 | 0.768 | 0.768 | 0.768 | 0.768 | 0.763 | 0.77 | 0.768 | 0.768 | 0.768 | 0.763 | 0.763 | 0.763 | 0.763
21 | Reliably available capacity under SEVERE conditions (21 = 18 - (19 + 20)) |  |  | 4.4466 | 4.6572 | 4.6505 | 5.3063 | 5.3103 | 5.1184 | 5.115 | 5.1116 | 5.0081 | 5.1518 | 5.1324 | 4.7716 | 5.0536 | 4.7765 | 4.3839 | 4.6201 | 4.7778 | 5.2345
22 | Demand at reference point in time under SEVERE conditions (one in 20 year) |  |  | 5.595 | 5.785 | 5.785 | 5.88 | 5.88 | 5.975 | 5.975 | 5.975 | 5.975 | 5.975 | 6.07 | 5.975 | 5.975 | 5.975 | 5.79 | 5.79 | 5.79 | 5.79
23a | Load reduction / demand side response available at reference point in time under SEVERE conditions |  |  | 0 | 0 | 0 | 0 | 0 | 0 | 0 | 0 | 0 | 0 | 0 | 0 | 0 | 0 | 0 | 0 | 0 | 0
23b | Strategic reserves available at reference point in time under SEVERE conditions |  |  | 0 | 0 | 0 | 0 | 0 | 0 | 0 | 0 | 0 | 0 | 0 | 0 | 0 | 0 | 0 | 0 | 0 | 0
24 | Net weekly peak load for SEVERE conditions (24 = 22-23a) |  |  | 5.595 | 5.785 | 5.785 | 5.88 | 5.88 | 5.975 | 5.975 | 5.975 | 5.975 | 5.975 | 6.07 | 5.975 | 5.975 | 5.975 | 5.79 | 5.79 | 5.79 | 5.79
25 | Remaining capacity for SEVERE conditions (25 = 21-24) |  |  | -1.1484 | -1.1278 | -1.1345 | -0.57369 | -0.56969 | -0.85661 | -0.86 | -0.86336 | -0.96691 | -0.82319 | -0.93757 | -1.2034 | -0.92136 | -1.1985 | -1.4061 | -1.1699 | -1.0122 | -0.55548
C1 | Weekly peak load under SEVERE conditions (unrestricted reference point in time) |  |  | 5.795 | 5.985 | 5.985 | 6.08 | 6.08 | 6.175 | 6.175 | 6.175 | 6.175 | 6.175 | 6.27 | 6.175 | 6.175 | 6.175 | 5.89 | 5.89 | 5.89 | 5.89
C2 | Daily hour of expected weekly peak load (CET for winter, but CEST for last week; CEST for summer) |  |  | 13:00 | 13:00 | 13:00 | 13:00 | 13:00 | 13:00 | 13:00 | 13:00 | 13:00 | 13:00 | 16:00 | 16:00 | 16:00 | 20:00 | 20:00 | 20:00 | 20:00 | 20:00
PART D: ADDITIONAL INFORMATION FOR INTERCONNECTORS (at synchronous peak)
31 | Simultaneous importable capacity |  | From | 3 | 3 | 3 | 3 | 3 | 3 | 3 | 3 | 3 | 3 | 3 | 3 | 3 | 3 | 3 | 3 | 3 | 3
32 | Simultaneous exportable capacity |  | To | 2.3 | 2.3 | 2.3 | 2.3 | 2.3 | 2.3 | 2.3 | 2.3 | 2.3 | 2.3 | 2.3 | 2.3 | 2.3 | 2.3 | 2.3 | 2.3 | 2.3 | 2.3
| The off-peak dates are related to Sunday of each week |  |  | 2019-06-02 | 2019-06-09 | 2019-06-16 | 2019-06-23 | 2019-06-30 | 2019-07-07 | 2019-07-14 | 2019-07-21 | 2019-07-28 | 2019-08-04 | 2019-08-11 | 2019-08-18 | 2019-08-25 | 2019-09-01 | 2019-09-08 | 2019-09-15 | 2019-09-22 | 2019-09-29
| WEEK |  |  | 22 | 23 | 24 | 25 | 26 | 27 | 28 | 29 | 30 | 31 | 32 | 33 | 34 | 35 | 36 | 37 | 38 | 39
| Time (CET for winter, but CEST for last week of winter; CEST for summer) |  |  | 5:00 | 5:00 | 5:00 | 5:00 | 5:00 | 5:00 | 5:00 | 5:00 | 5:00 | 5:00 | 5:00 | 5:00 | 5:00 | 5:00 | 5:00 | 5:00 | 5:00 | 5:00
PART E: ADDITIONAL INFORMATION FOR NIGHT MIN DEMAND CONDITIONS
33 | Weekly Minimum Demand (overnight valley minimum) |  |  | 3.5 | 3.4 | 3.5 | 3.3 | 3.3 | 3.5 | 3.3 | 3.4 | 3.4 | 3.5 | 3.6 | 3.7 | 3.5 | 3.6 | 3.6 | 3.5 | 3.5 | 3.6
34 | Must Run Generation (excluding wind/run of river) |  |  | 2.439 | 2.439 | 2.439 | 2.439 | 2.439 | 2.439 | 2.439 | 2.439 | 2.439 | 2.439 | 2.439 | 2.439 | 2.439 | 2.439 | 2.439 | 2.439 | 2.439 | 2.439
35 | Run of river generation (Must Run)
36 | Downward balancing reserves (FCR, FRR) |  |  | 0.255 | 0.258 | 0.258 | 0.258 | 0.258 | 0.257 | 0.257 | 0.257 | 0.257 | 0.257 | 0.26 | 0.26 | 0.26 | 0.26 | 0.257 | 0.257 | 0.257 | 0.257
37 | Pumping Storage Capacity available (Power)
38a | Highest expected onshore wind generation running |  |  | 0.16657 | 0.16577 | 0.15877 | 0.15917 | 0.15463 | 0.14906 | 0.1505 | 0.14632 | 0.14507 | 0.13542 | 0.1246 | 0.13075 | 0.1393 | 0.14896 | 0.15212 | 0.14611 | 0.14895 | 0.15412
38b | Highest expected offshore wind generation running |  |  | 0 | 0 | 0 | 0 | 0 | 0 | 0 | 0 | 0 | 0 | 0 | 0 | 0 | 0 | 0 | 0 | 0 | 0
39 | DOWNWARD REGULATION CAPABILITIES: 39 = (33+37)-(34+35+36+38a+38b)) |  |  | 0.63943 | 0.53723 | 0.64423 | 0.44383 | 0.44837 | 0.65494 | 0.4535 | 0.55768 | 0.55893 | 0.66858 | 0.7764 | 0.87025 | 0.6617 | 0.75204 | 0.75188 | 0.65789 | 0.65505 | 0.74988
PART Ebis: ADDITIONAL INFORMATION FOR INTERCONNECTORS
Transportable capacity at night minimum demand conditions (high wind conditions)
40 | Simultaneous importable capacity |  | From | 3 | 3 | 3 | 3 | 3 | 3 | 3 | 3 | 3 | 3 | 3 | 3 | 3 | 3 | 3 | 3 | 3 | 3
41 | Simultaneous exportable capacity |  | To | 2.3 | 2.3 | 2.3 | 2.3 | 2.3 | 2.3 | 2.3 | 2.3 | 2.3 | 2.3 | 2.3 | 2.3 | 2.3 | 2.3 | 2.3 | 2.3 | 2.3 | 2.3
| Time (CET for winter, but CEST for last week of winter; CEST for summer) |  |  | 11:00 | 11:00 | 11:00 | 11:00 | 11:00 | 11:00 | 11:00 | 11:00 | 11:00 | 11:00 | 11:00 | 11:00 | 11:00 | 11:00 | 11:00 | 11:00 | 11:00 | 11:00
PART F: ADDITIONAL INFORMATION FOR DAYTIME MIN DEMAND CONDITIONS
42 | Weekly Minimum Daytime Demand (Sunday low peak + solar) |  |  | 4.7 | 4.6 | 4.6 | 4.4 | 4.5 | 4.6 | 4.4 | 4.4 | 4.6 | 4.6 | 4.4 | 4.5 | 4.5 | 4.6 | 4.5 | 4.5 | 4.6 | 4.5
43 | Must Run Generation (excluding wind/PV/run of river) |  |  | 2.619 | 2.619 | 2.619 | 2.619 | 2.619 | 2.619 | 2.619 | 2.619 | 2.619 | 2.619 | 2.619 | 2.619 | 2.619 | 2.619 | 2.619 | 2.619 | 2.619 | 2.619
44 | Run of river generation (Must Run)
45 | Downward balancing reserves (FCR, FRR) |  |  | 0.255 | 0.258 | 0.258 | 0.258 | 0.258 | 0.257 | 0.257 | 0.257 | 0.257 | 0.251 | 0.26 | 0.26 | 0.26 | 0.26 | 0.257 | 0.257 | 0.257 | 0.257
46 | Pumping Storage Capacity available (Power)
47a | Highest expected onshore wind generation running |  |  | 0.20382 | 0.20079 | 0.18717 | 0.18301 | 0.1811 | 0.17026 | 0.17351 | 0.17567 | 0.1686 | 0.15599 | 0.14408 | 0.15108 | 0.16824 | 0.1748 | 0.17714 | 0.16418 | 0.16325 | 0.1678
47b | Highest expected offshore wind generation running |  |  | 0 | 0 | 0 | 0 | 0 | 0 | 0 | 0 | 0 | 0 | 0 | 0 | 0 | 0 | 0 | 0 | 0 | 0
48 | Highest expected solar PV running |  |  | 0.53499 | 0.53201 | 0.5287 | 0.52656 | 0.52383 | 0.52158 | 0.51773 | 0.51225 | 0.50942 | 0.50541 | 0.50254 | 0.49709 | 0.49223 | 0.48492 | 0.47649 | 0.4672 | 0.45369 | 0.4442
49 | DOWNWARD REGULATION CAPABILITIES: 49 = (42+46)-(43+44+45+47a+47b+48a+48b) |  |  | 1.0872 | 0.9902 | 1.0071 | 0.81344 | 0.91807 | 1.0322 | 0.83276 | 0.83608 | 1.046 | 1.0686 | 0.87439 | 0.97282 | 0.96053 | 1.0613 | 0.97036 | 0.99263 | 1.1071 | 1.012
PART Fbis: ADDITIONAL INFORMATION FOR INTERCONNECTORS
Transportable capacity at daytime minimum demand conditions (high wind and high solar conditions)
50 | Simultaneous importable capacity |  | From | 3 | 3 | 3 | 3 | 3 | 3 | 3 | 3 | 3 | 3 | 3 | 3 | 3 | 3 | 3 | 3 | 3 | 3
51 | Simultaneous exportable capacity |  | To | 2.3 | 2.3 | 2.3 | 2.3 | 2.3 | 2.3 | 2.3 | 2.3 | 2.3 | 2.3 | 2.3 | 2.3 | 2.3 | 2.3 | 2.3 | 2.3 | 2.3 | 2.3

## HR
Summer Outlook Report 2019
| Power Data (all entries are assumed to be >0) |  |  | Countrycode: |  | HR | [6 empty] | Heating if temperature below: | 15.29 |  |  |  | Cooling if temperature above: | 20.29
| (Net values in GW, at a synchronous time every week) |  |  | Countryname: |  | Croatia | [6 empty] | Heating saturation temperature: | -1 |  |  |  | Cooling saturation temperature: | not detected
[13 empty] | Temperature sensitivity in heating [MW/ ͦC] | -31.3207 |  |  |  | Temperature sensitivity in cooling [MW/ ͦC] | 74.032
| The peak dates are related to Wednesday of each week |  |  | 2019-05-29 | 2019-06-05 | 2019-06-12 | 2019-06-19 | 2019-06-26 | 2019-07-03 | 2019-07-10 | 2019-07-17 | 2019-07-24 | 2019-07-31 | 2019-08-07 | 2019-08-14 | 2019-08-21 | 2019-08-28 | 2019-09-04 | 2019-09-11 | 2019-09-18 | 2019-09-25
| WEEK |  |  | 22 | 23 | 24 | 25 | 26 | 27 | 28 | 29 | 30 | 31 | 32 | 33 | 34 | 35 | 36 | 37 | 38 | 39
| Time (CET for winter, but CEST last week; CEST for summer) |  |  | 19:00 | 19:00 | 19:00 | 19:00 | 19:00 | 19:00 | 19:00 | 19:00 | 19:00 | 19:00 | 19:00 | 19:00 | 19:00 | 19:00 | 19:00 | 19:00 | 19:00 | 19:00
Line | PART A : INDIGENOUS NATIONAL GENERATION | Severe conditions Average Forced Outage Rate | Normal conditions Average Forced Outage Rate
Net generating capacity:
1 | Nuclear Power | 5% | 5% | 0 | 0 | 0 | 0 | 0 | 0 | 0 | 0 | 0 | 0 | 0 | 0 | 0 | 0 | 0 | 0 | 0 | 0
2 | Fossil Fuels |  |  | 2.018 | 2.018 | 2.018 | 2.018 | 2.018 | 2.018 | 2.018 | 2.018 | 2.018 | 2.018 | 2.018 | 2.018 | 2.018 | 2.018 | 2.018 | 2.018 | 2.018 | 2.018
2a | of which Lignite | 9% | 9% | 0 | 0 | 0 | 0 | 0 | 0 | 0 | 0 | 0 | 0 | 0 | 0 | 0 | 0 | 0 | 0 | 0 | 0
2b | of which Hard Coal | 9% | 9% | 0.325 | 0.325 | 0.325 | 0.325 | 0.325 | 0.325 | 0.325 | 0.325 | 0.325 | 0.325 | 0.325 | 0.325 | 0.325 | 0.325 | 0.325 | 0.325 | 0.325 | 0.325
2c | of which Gas | 7% | 7% | 0.743 | 0.743 | 0.743 | 0.743 | 0.743 | 0.743 | 0.743 | 0.743 | 0.743 | 0.743 | 0.743 | 0.743 | 0.743 | 0.743 | 0.743 | 0.743 | 0.743 | 0.743
2d | of which Oil | 9% | 9% | 0.95 | 0.95 | 0.95 | 0.95 | 0.95 | 0.95 | 0.95 | 0.95 | 0.95 | 0.95 | 0.95 | 0.95 | 0.95 | 0.95 | 0.95 | 0.95 | 0.95 | 0.95
2e | of which Oil Shale | 8.75% | 8.75% | 0 | 0 | 0 | 0 | 0 | 0 | 0 | 0 | 0 | 0 | 0 | 0 | 0 | 0 | 0 | 0 | 0 | 0
2f | of which Fossil Peat | 8.75% | 8.75% | 0 | 0 | 0 | 0 | 0 | 0 | 0 | 0 | 0 | 0 | 0 | 0 | 0 | 0 | 0 | 0 | 0 | 0
3 | Renewable Energy Sources (other than hydro) |  |  | 0.793 | 0.793 | 0.793 | 0.793 | 0.793 | 0.793 | 0.793 | 0.793 | 0.793 | 0.793 | 0.793 | 0.793 | 0.793 | 0.793 | 0.793 | 0.793 | 0.793 | 0.793
3a | of which onshore wind | 0% | 0% | 0.582 | 0.582 | 0.582 | 0.582 | 0.582 | 0.582 | 0.582 | 0.582 | 0.582 | 0.582 | 0.582 | 0.582 | 0.582 | 0.582 | 0.582 | 0.582 | 0.582 | 0.582
3b | of which offshore wind | 0% | 0% | 0 | 0 | 0 | 0 | 0 | 0 | 0 | 0 | 0 | 0 | 0 | 0 | 0 | 0 | 0 | 0 | 0 | 0
3c | of which Solar (PV) | 0% | 0% | 0.053 | 0.053 | 0.053 | 0.053 | 0.053 | 0.053 | 0.053 | 0.053 | 0.053 | 0.053 | 0.053 | 0.053 | 0.053 | 0.053 | 0.053 | 0.053 | 0.053 | 0.053
3d | of which Biomass | 0% | 0% | 0.089 | 0.089 | 0.089 | 0.089 | 0.089 | 0.089 | 0.089 | 0.089 | 0.089 | 0.089 | 0.089 | 0.089 | 0.089 | 0.089 | 0.089 | 0.089 | 0.089 | 0.089
3e | of which other RES (e.g. tidal, wave, geothermal, RES waste, CSP) | 0% | 0% | 0.069 | 0.069 | 0.069 | 0.069 | 0.069 | 0.069 | 0.069 | 0.069 | 0.069 | 0.069 | 0.069 | 0.069 | 0.069 | 0.069 | 0.069 | 0.069 | 0.069 | 0.069
4a | Hydro Run of River and Reservoir | 0% | 0% | 1.809 | 1.809 | 1.809 | 1.809 | 1.809 | 1.809 | 1.809 | 1.809 | 1.809 | 1.809 | 1.809 | 1.809 | 1.809 | 1.809 | 1.809 | 1.809 | 1.809 | 1.809
4b | Hydro pumping | 0% | 0% | 0.281 | 0.281 | 0.281 | 0.281 | 0.281 | 0.281 | 0.281 | 0.281 | 0.281 | 0.281 | 0.281 | 0.281 | 0.281 | 0.281 | 0.281 | 0.281 | 0.281 | 0.281
5 | Other non-RES (e.g. CHP non-renewable, waste non-renewable) | 0% | 0% | 0 | 0 | 0 | 0 | 0 | 0 | 0 | 0 | 0 | 0 | 0 | 0 | 0 | 0 | 0 | 0 | 0 | 0
6 | Total Net generating capacity (6 = 1+2+3+4a+4b+5) |  |  | 4.901 | 4.901 | 4.901 | 4.901 | 4.901 | 4.901 | 4.901 | 4.901 | 4.901 | 4.901 | 4.901 | 4.901 | 4.901 | 4.901 | 4.901 | 4.901 | 4.901 | 4.901
7 | Maintenance & Overhauls (planned outages) |  |  | 0 | 0 | 0 | 0 | 0 | 0 | 0 | 0 | 0 | 0 | 0 | 0 | 0 | 0 | 0 | 0 | 0 | 0
7a | Nuclear Power |  |  | 0 | 0 | 0 | 0 | 0 | 0 | 0 | 0 | 0 | 0 | 0 | 0 | 0 | 0 | 0 | 0 | 0 | 0
7b | Lignite |  |  | 0 | 0 | 0 | 0 | 0 | 0 | 0 | 0 | 0 | 0 | 0 | 0 | 0 | 0 | 0 | 0 | 0 | 0
7c | Hard Coal |  |  | 0 | 0 | 0 | 0 | 0 | 0 | 0 | 0 | 0 | 0 | 0 | 0 | 0 | 0 | 0 | 0 | 0 | 0
7d | Gas |  |  | 0 | 0 | 0 | 0 | 0 | 0 | 0 | 0 | 0 | 0 | 0 | 0 | 0 | 0 | 0 | 0 | 0 | 0
7e | Oil |  |  | 0 | 0 | 0 | 0 | 0 | 0 | 0 | 0 | 0 | 0 | 0 | 0 | 0 | 0 | 0 | 0 | 0 | 0
7f | Oil Shale |  |  | 0 | 0 | 0 | 0 | 0 | 0 | 0 | 0 | 0 | 0 | 0 | 0 | 0 | 0 | 0 | 0 | 0 | 0
7g | Fossil Peat |  |  | 0 | 0 | 0 | 0 | 0 | 0 | 0 | 0 | 0 | 0 | 0 | 0 | 0 | 0 | 0 | 0 | 0 | 0
7h | Onshore Wind |  |  | 0 | 0 | 0 | 0 | 0 | 0 | 0 | 0 | 0 | 0 | 0 | 0 | 0 | 0 | 0 | 0 | 0 | 0
7i | Offshore Wind |  |  | 0 | 0 | 0 | 0 | 0 | 0 | 0 | 0 | 0 | 0 | 0 | 0 | 0 | 0 | 0 | 0 | 0 | 0
7j | Solar (PV) |  |  | 0 | 0 | 0 | 0 | 0 | 0 | 0 | 0 | 0 | 0 | 0 | 0 | 0 | 0 | 0 | 0 | 0 | 0
7k | Biomass |  |  | 0 | 0 | 0 | 0 | 0 | 0 | 0 | 0 | 0 | 0 | 0 | 0 | 0 | 0 | 0 | 0 | 0 | 0
7l | other RES (apart from hydro, including tidal, wave, geothermal, waste renewable, CSP,…) |  |  | 0 | 0 | 0 | 0 | 0 | 0 | 0 | 0 | 0 | 0 | 0 | 0 | 0 | 0 | 0 | 0 | 0 | 0
7m | Hydro Run of River and Reservoir |  |  | 0 | 0 | 0 | 0 | 0 | 0 | 0 | 0 | 0 | 0 | 0 | 0 | 0 | 0 | 0 | 0 | 0 | 0
7n | Hydro pumping |  |  | 0 | 0 | 0 | 0 | 0 | 0 | 0 | 0 | 0 | 0 | 0 | 0 | 0 | 0 | 0 | 0 | 0 | 0
7o | Other non-RES (incl. not clearly identifiable energy sources) |  |  | 0 | 0 | 0 | 0 | 0 | 0 | 0 | 0 | 0 | 0 | 0 | 0 | 0 | 0 | 0 | 0 | 0 | 0
PART B : DATA FOR NORMAL CONDITIONS
8 | Non-usable capacity at reference point (all power stations including mothballed, authorization & technical & legal constraints, energy source unavailability etc. ) |  |  | 2.4937 | 2.0452 | 2.0477 | 1.9123 | 1.9504 | 2.4202 | 2.1916 | 2.2049 | 2.1679 | 2.17 | 2.0721 | 2.0238 | 2.2608 | 2.2579 | 2.2306 | 2.4721 | 2.4253 | 2.4015
8a | of which nuclear
8b | of which Lignite
8c | of which Hard Coal |  |  | 0.112 | 0.112 | 0.112 | 0.112 | 0.112 | 0.112 | 0.112 | 0.112 | 0.112 | 0.112 | 0.112 | 0.112 | 0.112 | 0.112 | 0.112 | 0.112 | 0.112 | 0.112
8d | of which Gas |  |  | 0.074 | 0 | 0 | 0 | 0 | 0 | 0 | 0 | 0 | 0 | 0 | 0 | 0 | 0 | 0 | 0 | 0 | 0
8e | of which Oil |  |  | 0.895 | 0.895 | 0.895 | 0.895 | 0.895 | 0.895 | 0.895 | 0.895 | 0.895 | 0.895 | 0.895 | 0.895 | 0.895 | 0.895 | 0.895 | 0.895 | 0.85 | 0.85
8f | of which Oil Shale
8g | of which Fossil Peat
8h | of which onshore wind |  |  | 0.5262 | 0.53119 | 0.53403 | 0.53385 | 0.53497 | 0.53543 | 0.53631 | 0.53653 | 0.53736 | 0.53905 | 0.53997 | 0.54106 | 0.53942 | 0.5355 | 0.53223 | 0.52611 | 0.52349 | 0.52
8i | of which offshore wind |  |  | 0 | 0 | 0 | 0 | 0 | 0 | 0 | 0 | 0 | 0 | 0 | 0 | 0 | 0 | 0 | 0 | 0 | 0
8j | of which Solar |  |  | 0.045885 | 0.045581 | 0.045267 | 0.045019 | 0.04485 | 0.04481 | 0.044901 | 0.045136 | 0.045497 | 0.045955 | 0.046565 | 0.047249 | 0.048111 | 0.049138 | 0.050174 | 0.051114 | 0.051924 | 0.052478
8k | of which Biomass
8l | of which other RES (apart from hydro)
8m | Hydro Run of River and Reservoir |  |  | 0.8406 | 0.4614 | 0.4614 | 0.3264 | 0.3636 | 0.69494 | 0.46544 | 0.47824 | 0.30204 | 0.30204 | 0.34054 | 0.29054 | 0.52824 | 0.52824 | 0.50324 | 0.74984 | 0.74984 | 0.72904
8n | Hydro pumping |  |  | 0 | 0 | 0 | 0 | 0 | 0.138 | 0.138 | 0.138 | 0.276 | 0.276 | 0.138 | 0.138 | 0.138 | 0.138 | 0.138 | 0.138 | 0.138 | 0.138
8o | of which other non-RES (incl. not clearly identifiable energy sources)
9 | Available capacity (9 = 6 - (7 + 8)) |  |  | 2.4073 | 2.8558 | 2.8533 | 2.9887 | 2.9506 | 2.4808 | 2.7094 | 2.6961 | 2.7331 | 2.731 | 2.8289 | 2.8772 | 2.6402 | 2.6431 | 2.6704 | 2.4289 | 2.4757 | 2.4995
10 | Outages: average expected value (all power stations) |  |  | 0.07095 | 0.07613 | 0.07613 | 0.07613 | 0.07613 | 0.07613 | 0.07613 | 0.07613 | 0.07613 | 0.07613 | 0.07613 | 0.07613 | 0.07613 | 0.07613 | 0.07613 | 0.07613 | 0.08018 | 0.08018
11 | System services reserve (one hour ahead of real time) |  |  | 0.27 | 0.27 | 0.27 | 0.27 | 0.27 | 0.27 | 0.27 | 0.27 | 0.27 | 0.27 | 0.27 | 0.27 | 0.27 | 0.27 | 0.27 | 0.27 | 0.27 | 0.27
12 | Reliably available capacity (12 = 9 - (10 + 11)) |  |  | 2.0664 | 2.5097 | 2.5072 | 2.6426 | 2.6044 | 2.1347 | 2.3632 | 2.35 | 2.387 | 2.3848 | 2.4828 | 2.531 | 2.2941 | 2.297 | 2.3242 | 2.0828 | 2.1256 | 2.1493
13 | Demand at reference point in time |  |  | 2.3576 | 2.3656 | 2.3781 | 2.3932 | 2.4088 | 2.4231 | 2.4342 | 2.4407 | 2.4418 | 2.4373 | 2.4275 | 2.4137 | 2.3976 | 2.3813 | 2.3672 | 2.3579 | 2.3557 | 2.3623
13b | Population average daily (24h) temperature (degrees Celsius) |  |  | 18.5619 | 19.385 | 20.1154 | 20.7445 | 21.2646 | 21.6691 | 21.9518 | 22.1081 | 22.134 | 22.027 | 21.7856 | 21.4097 | 20.9006 | 20.2614 | 19.4964 | 18.6121 | 17.6165 | 16.52
14a | Load reduction / demand side response available at reference point in time |  |  | 0 | 0 | 0 | 0 | 0 | 0 | 0 | 0 | 0 | 0 | 0 | 0 | 0 | 0 | 0 | 0 | 0 | 0
14b | Strategic reserves available at reference point in time |  |  | 0 | 0 | 0 | 0 | 0 | 0 | 0 | 0 | 0 | 0 | 0 | 0 | 0 | 0 | 0 | 0 | 0 | 0
15 | Net weekly load at reference point in time (15 = 13-14a) |  |  | 2.3576 | 2.3656 | 2.3781 | 2.3932 | 2.4088 | 2.4231 | 2.4342 | 2.4407 | 2.4418 | 2.4373 | 2.4275 | 2.4137 | 2.3976 | 2.3813 | 2.3672 | 2.3579 | 2.3557 | 2.3623
16 | Remaining capacity at reference point in time (16 = 12- 15) |  |  | -0.29124 | 0.14406 | 0.12905 | 0.2494 | 0.1956 | -0.2884 | -0.070939 | -0.090713 | -0.05482 | -0.05244 | 0.055253 | 0.11728 | -0.10349 | -0.084269 | -0.042986 | -0.27512 | -0.23011 | -0.21295
B1 | Weekly peak load (unrestricted reference point in time) |  |  | 2.3576 | 2.3656 | 2.3781 | 2.3932 | 2.4088 | 2.4231 | 2.4342 | 2.4407 | 2.4418 | 2.4373 | 2.4275 | 2.4137 | 2.3976 | 2.3813 | 2.3672 | 2.3579 | 2.3557 | 2.3623
B2 | Daily hour of expected weekly peak load (CET for winter, but CEST for last week; CEST for summer) |  |  | 19:00 | 19:00 | 19:00 | 19:00 | 19:00 | 19:00 | 19:00 | 19:00 | 19:00 | 19:00 | 19:00 | 19:00 | 19:00 | 19:00 | 19:00 | 19:00 | 19:00 | 19:00
.
PART C : DATA FOR SEVERE CONDITIONS
17 | Non-usable capacity at reference point (all power stations including mothballed, authorization & technical & legal constraints, energy source unavailability etc. ) |  |  | 2.6304 | 2.1392 | 2.1389 | 1.9896 | 2.0302 | 2.5324 | 2.2804 | 2.2948 | 2.2398 | 2.2409 | 2.1461 | 2.0927 | 2.3548 | 2.3551 | 2.3283 | 2.5991 | 2.5548 | 2.5323
17a | of which nuclear
17b | of which Lignite
17c | of which Hard Coal |  |  | 0.112 | 0.112 | 0.112 | 0.112 | 0.112 | 0.112 | 0.112 | 0.112 | 0.112 | 0.112 | 0.112 | 0.112 | 0.112 | 0.112 | 0.112 | 0.112 | 0.112 | 0.112
17d | of which Gas |  |  | 0.074 | 0 | 0 | 0 | 0 | 0 | 0 | 0 | 0 | 0 | 0 | 0 | 0 | 0 | 0 | 0 | 0 | 0
17e | of which Oil |  |  | 0.895 | 0.895 | 0.895 | 0.895 | 0.895 | 0.895 | 0.895 | 0.895 | 0.895 | 0.895 | 0.895 | 0.895 | 0.895 | 0.895 | 0.895 | 0.895 | 0.85 | 0.85
17f | of which Oil Shale
17g | of which Fossil Peat
17h | of which onshore wind |  |  | 0.57715 | 0.57749 | 0.5774 | 0.57686 | 0.57661 | 0.57644 | 0.57686 | 0.57693 | 0.57753 | 0.57824 | 0.57841 | 0.57903 | 0.57859 | 0.57803 | 0.57791 | 0.5769 | 0.57723 | 0.5774
17i | of which offshore wind |  |  | 0 | 0 | 0 | 0 | 0 | 0 | 0 | 0 | 0 | 0 | 0 | 0 | 0 | 0 | 0 | 0 | 0 | 0
17j | of which Solar |  |  | 0.04764 | 0.047179 | 0.046955 | 0.046749 | 0.046628 | 0.046531 | 0.046543 | 0.046766 | 0.047052 | 0.047382 | 0.048088 | 0.049081 | 0.05012 | 0.050981 | 0.051835 | 0.052414 | 0.052765 | 0.05295
17k | of which Biomass
17l | of which other RES (apart from hydro)
17m | Hydro Run of River and Reservoir |  |  | 0.92466 | 0.50754 | 0.50754 | 0.35904 | 0.39996 | 0.76443 | 0.51198 | 0.52606 | 0.33224 | 0.33224 | 0.37459 | 0.31959 | 0.58106 | 0.58106 | 0.55356 | 0.82482 | 0.82482 | 0.80194
17n | Hydro pumping |  |  | 0 | 0 | 0 | 0 | 0 | 0.138 | 0.138 | 0.138 | 0.276 | 0.276 | 0.138 | 0.138 | 0.138 | 0.138 | 0.138 | 0.138 | 0.138 | 0.138
17o | of which other non-RES (incl. not clearly identifiable energy sources)
18 | Available capacity (18 = 6 - (7 + 17)) |  |  | 2.2706 | 2.7618 | 2.7621 | 2.9114 | 2.8708 | 2.3686 | 2.6206 | 2.6062 | 2.6612 | 2.6601 | 2.7549 | 2.8083 | 2.5462 | 2.5459 | 2.5727 | 2.3019 | 2.3462 | 2.3687
19 | Outages: average expected value (all power stations) under SEVERE conditions |  |  | 0.07095 | 0.07613 | 0.07613 | 0.07613 | 0.07613 | 0.07613 | 0.07613 | 0.07613 | 0.07613 | 0.07613 | 0.07613 | 0.07613 | 0.07613 | 0.07613 | 0.07613 | 0.07613 | 0.08018 | 0.08018
20 | System services reserve (one hour ahead of real time) under SEVERE conditions |  |  | 0.27 | 0.27 | 0.27 | 0.27 | 0.27 | 0.27 | 0.27 | 0.27 | 0.27 | 0.27 | 0.27 | 0.27 | 0.27 | 0.27 | 0.27 | 0.27 | 0.27 | 0.27
21 | Reliably available capacity under SEVERE conditions (21 = 18 - (19 + 20)) |  |  | 1.9296 | 2.4157 | 2.416 | 2.5652 | 2.5247 | 2.0225 | 2.2745 | 2.2601 | 2.315 | 2.314 | 2.4088 | 2.4622 | 2.2001 | 2.1998 | 2.2266 | 1.9557 | 1.996 | 2.0185
22 | Demand at reference point in time under SEVERE conditions (one in 20 year) |  |  | 2.7309 | 2.8 | 2.8668 | 2.9287 | 2.9832 | 3.0277 | 3.0599 | 3.0781 | 3.0812 | 3.0686 | 3.0408 | 2.9989 | 2.9448 | 2.8808 | 2.8098 | 2.7349 | 2.6589 | 2.5844
23a | Load reduction / demand side response available at reference point in time under SEVERE conditions |  |  | 0 | 0 | 0 | 0 | 0 | 0 | 0 | 0 | 0 | 0 | 0 | 0 | 0 | 0 | 0 | 0 | 0 | 0
23b | Strategic reserves available at reference point in time under SEVERE conditions |  |  | 0 | 0 | 0 | 0 | 0 | 0 | 0 | 0 | 0 | 0 | 0 | 0 | 0 | 0 | 0 | 0 | 0 | 0
24 | Net weekly peak load for SEVERE conditions (24 = 22-23a) |  |  | 2.7309 | 2.8 | 2.8668 | 2.9287 | 2.9832 | 3.0277 | 3.0599 | 3.0781 | 3.0812 | 3.0686 | 3.0408 | 2.9989 | 2.9448 | 2.8808 | 2.8098 | 2.7349 | 2.6589 | 2.5844
25 | Remaining capacity for SEVERE conditions (25 = 21-24) |  |  | -0.80125 | -0.38432 | -0.45082 | -0.36352 | -0.45853 | -1.0052 | -0.78542 | -0.818 | -0.76613 | -0.75462 | -0.63205 | -0.53677 | -0.74468 | -0.681 | -0.58326 | -0.77915 | -0.66289 | -0.56589
C1 | Weekly peak load under SEVERE conditions (unrestricted reference point in time) |  |  | 2.7309 | 2.8 | 2.8668 | 2.9287 | 2.9832 | 3.0277 | 3.0599 | 3.0781 | 3.0812 | 3.0686 | 3.0408 | 2.9989 | 2.9448 | 2.8808 | 2.8098 | 2.7349 | 2.6589 | 2.5844
C2 | Daily hour of expected weekly peak load (CET for winter, but CEST for last week; CEST for summer) |  |  | 19:00 | 19:00 | 19:00 | 19:00 | 19:00 | 19:00 | 19:00 | 19:00 | 19:00 | 19:00 | 19:00 | 19:00 | 19:00 | 19:00 | 19:00 | 19:00 | 19:00 | 19:00
PART D: ADDITIONAL INFORMATION FOR INTERCONNECTORS (at synchronous peak)
31 | Simultaneous importable capacity |  | From | 2.3 | 2.3 | 2.5 | 2.5 | 2.5 | 2.5 | 2.5 | 2.5 | 2.5 | 2.5 | 2.5 | 2.5 | 2.5 | 2.5 | 2.5 | 2.5 | 2.5 | 2.5
32 | Simultaneous exportable capacity |  | To | 2.1 | 2.1 | 2.25 | 2.25 | 2.25 | 2.25 | 2.25 | 2.25 | 2.25 | 2.25 | 2.25 | 2.25 | 2.25 | 2.25 | 2.25 | 2.25 | 2.25 | 2.25
| The off-peak dates are related to Sunday of each week |  |  | 2019-06-02 | 2019-06-09 | 2019-06-16 | 2019-06-23 | 2019-06-30 | 2019-07-07 | 2019-07-14 | 2019-07-21 | 2019-07-28 | 2019-08-04 | 2019-08-11 | 2019-08-18 | 2019-08-25 | 2019-09-01 | 2019-09-08 | 2019-09-15 | 2019-09-22 | 2019-09-29
| WEEK |  |  | 22 | 23 | 24 | 25 | 26 | 27 | 28 | 29 | 30 | 31 | 32 | 33 | 34 | 35 | 36 | 37 | 38 | 39
| Time (CET for winter, but CEST for last week of winter; CEST for summer) |  |  | 5:00 | 5:00 | 5:00 | 5:00 | 5:00 | 5:00 | 5:00 | 5:00 | 5:00 | 5:00 | 5:00 | 5:00 | 5:00 | 5:00 | 5:00 | 5:00 | 5:00 | 5:00
PART E: ADDITIONAL INFORMATION FOR NIGHT MIN DEMAND CONDITIONS
33 | Weekly Minimum Demand (overnight valley minimum) |  |  | 1.41 | 1.39 | 1.39 | 1.33 | 1.39 | 1.42 | 1.51 | 1.54 | 1.54 | 1.62 | 1.61 | 1.56 | 1.5 | 1.43 | 1.4 | 1.42 | 1.4 | 1.38
34 | Must Run Generation (excluding wind/run of river) |  |  | 0.4 | 0.4 | 0.4 | 0.4 | 0.4 | 0.4 | 0.4 | 0.4 | 0.4 | 0.4 | 0.4 | 0.4 | 0.4 | 0.4 | 0.4 | 0.4 | 0.4 | 0.4
35 | Run of river generation (Must Run) |  |  | 0.2 | 0.2 | 0.2 | 0.2 | 0.2 | 0.2 | 0.2 | 0.2 | 0.2 | 0.2 | 0.2 | 0.2 | 0.2 | 0.2 | 0.2 | 0.2 | 0.2 | 0.2
36 | Downward balancing reserves (FCR, FRR) |  |  | 0.12 | 0.12 | 0.12 | 0.12 | 0.12 | 0.12 | 0.12 | 0.12 | 0.12 | 0.12 | 0.12 | 0.12 | 0.12 | 0.12 | 0.12 | 0.12 | 0.12 | 0.12
37 | Pumping Storage Capacity available (Power) |  |  | 0.24 | 0.24 | 0.24 | 0.24 | 0.24 | 0.24 | 0.24 | 0.24 | 0.24 | 0.24 | 0.24 | 0.24 | 0.24 | 0.24 | 0.24 | 0.24 | 0.24 | 0.24
38a | Highest expected onshore wind generation running |  |  | 0.36922 | 0.34742 | 0.3471 | 0.35086 | 0.35043 | 0.34528 | 0.34924 | 0.34682 | 0.36262 | 0.35752 | 0.34709 | 0.35629 | 0.36052 | 0.36888 | 0.38738 | 0.40705 | 0.41059 | 0.42524
38b | Highest expected offshore wind generation running |  |  | 0 | 0 | 0 | 0 | 0 | 0 | 0 | 0 | 0 | 0 | 0 | 0 | 0 | 0 | 0 | 0 | 0 | 0
39 | DOWNWARD REGULATION CAPABILITIES: 39 = (33+37)-(34+35+36+38a+38b)) |  |  | 0.56078 | 0.56258 | 0.5629 | 0.49914 | 0.55957 | 0.59472 | 0.68076 | 0.71318 | 0.69738 | 0.78248 | 0.78291 | 0.72371 | 0.65948 | 0.58112 | 0.53262 | 0.53295 | 0.50941 | 0.47476
PART Ebis: ADDITIONAL INFORMATION FOR INTERCONNECTORS
Transportable capacity at night minimum demand conditions (high wind conditions)
40 | Simultaneous importable capacity |  | From | 2.3 | 2.3 | 2.5 | 2.5 | 2.5 | 2.5 | 2.5 | 2.5 | 2.5 | 2.5 | 2.5 | 2.5 | 2.5 | 2.5 | 2.5 | 2.5 | 2.5 | 2.5
41 | Simultaneous exportable capacity |  | To | 2.1 | 2.1 | 2.25 | 2.25 | 2.25 | 2.25 | 2.25 | 2.25 | 2.25 | 2.25 | 2.25 | 2.25 | 2.25 | 2.25 | 2.25 | 2.25 | 2.25 | 2.25
| Time (CET for winter, but CEST for last week of winter; CEST for summer) |  |  | 11:00 | 11:00 | 11:00 | 11:00 | 11:00 | 11:00 | 11:00 | 11:00 | 11:00 | 11:00 | 11:00 | 11:00 | 11:00 | 11:00 | 11:00 | 11:00 | 11:00 | 11:00
PART F: ADDITIONAL INFORMATION FOR DAYTIME MIN DEMAND CONDITIONS
42 | Weekly Minimum Daytime Demand (Sunday low peak + solar) |  |  | 2.03 | 2.05 | 2.02 | 1.92 | 2.03 | 2.1 | 2.2 | 2.24 | 2.28 | 2.34 | 2.3 | 2.29 | 2.13 | 2.09 | 2.02 | 2.04 | 1.98 | 1.99
43 | Must Run Generation (excluding wind/PV/run of river) |  |  | 0.4 | 0.4 | 0.4 | 0.4 | 0.4 | 0.4 | 0.4 | 0.4 | 0.4 | 0.4 | 0.4 | 0.4 | 0.4 | 0.4 | 0.4 | 0.4 | 0.4 | 0.4
44 | Run of river generation (Must Run) |  |  | 0.2 | 0.2 | 0.2 | 0.2 | 0.2 | 0.2 | 0.2 | 0.2 | 0.2 | 0.2 | 0.2 | 0.2 | 0.2 | 0.2 | 0.2 | 0.2 | 0.2 | 0.2
45 | Downward balancing reserves (FCR, FRR) |  |  | 0.12 | 0.12 | 0.12 | 0.12 | 0.12 | 0.12 | 0.12 | 0.12 | 0.12 | 0.12 | 0.12 | 0.12 | 0.12 | 0.12 | 0.12 | 0.12 | 0.12 | 0.12
46 | Pumping Storage Capacity available (Power) |  |  | 0.24 | 0.24 | 0.24 | 0.24 | 0.24 | 0.24 | 0.24 | 0.24 | 0.24 | 0.24 | 0.24 | 0.24 | 0.24 | 0.24 | 0.24 | 0.24 | 0.24 | 0.24
47a | Highest expected onshore wind generation running |  |  | 0.37431 | 0.34967 | 0.34091 | 0.34645 | 0.34454 | 0.33548 | 0.33969 | 0.33539 | 0.34078 | 0.33056 | 0.31648 | 0.32549 | 0.33423 | 0.35251 | 0.36989 | 0.39761 | 0.4047 | 0.42547
47b | Highest expected offshore wind generation running |  |  | 0 | 0 | 0 | 0 | 0 | 0 | 0 | 0 | 0 | 0 | 0 | 0 | 0 | 0 | 0 | 0 | 0 | 0
48 | Highest expected solar PV running |  |  | 0.033053 | 0.032895 | 0.03271 | 0.032439 | 0.032321 | 0.032084 | 0.031942 | 0.031811 | 0.031586 | 0.031382 | 0.031201 | 0.030948 | 0.030726 | 0.030361 | 0.029919 | 0.029346 | 0.028596 | 0.027995
49 | DOWNWARD REGULATION CAPABILITIES: 49 = (42+46)-(43+44+45+47a+47b+48a+48b) |  |  | 1.1426 | 1.1874 | 1.1664 | 1.0611 | 1.1731 | 1.2524 | 1.3484 | 1.3928 | 1.4276 | 1.4981 | 1.4723 | 1.4536 | 1.285 | 1.2271 | 1.1402 | 1.133 | 1.0667 | 1.0565
PART Fbis: ADDITIONAL INFORMATION FOR INTERCONNECTORS
Transportable capacity at daytime minimum demand conditions (high wind and high solar conditions)
50 | Simultaneous importable capacity |  | From | 2.3 | 2.3 | 2.5 | 2.5 | 2.5 | 2.5 | 2.5 | 2.5 | 2.5 | 2.5 | 2.5 | 2.5 | 2.5 | 2.5 | 2.5 | 2.5 | 2.5 | 2.5
51 | Simultaneous exportable capacity |  | To | 2.1 | 2.1 | 2.25 | 2.25 | 2.25 | 2.25 | 2.25 | 2.25 | 2.25 | 2.25 | 2.25 | 2.25 | 2.25 | 2.25 | 2.25 | 2.25 | 2.25 | 2.25

## GR
Summer Outlook Report 2019
| Power Data (all entries are assumed to be >0) |  |  | Countrycode: |  | GR | [6 empty] | Heating if temperature below: | 16.8333 |  |  |  | Cooling if temperature above: | 21.8333
| (Net values in GW, at a synchronous time every week) |  |  | Countryname: |  | Greece | [6 empty] | Heating saturation temperature: | 2 |  |  |  | Cooling saturation temperature: | not detected
[13 empty] | Temperature sensitivity in heating [MW/ ͦC] | -162.5236 |  |  |  | Temperature sensitivity in cooling [MW/ ͦC] | 500.9047
| The peak dates are related to Wednesday of each week |  |  | 2019-05-29 | 2019-06-05 | 2019-06-12 | 2019-06-19 | 2019-06-26 | 2019-07-03 | 2019-07-10 | 2019-07-17 | 2019-07-24 | 2019-07-31 | 2019-08-07 | 2019-08-14 | 2019-08-21 | 2019-08-28 | 2019-09-04 | 2019-09-11 | 2019-09-18 | 2019-09-25
| WEEK |  |  | 22 | 23 | 24 | 25 | 26 | 27 | 28 | 29 | 30 | 31 | 32 | 33 | 34 | 35 | 36 | 37 | 38 | 39
| Time (CET for winter, but CEST last week; CEST for summer) |  |  | 19:00 | 19:00 | 19:00 | 19:00 | 19:00 | 19:00 | 19:00 | 19:00 | 19:00 | 19:00 | 19:00 | 19:00 | 19:00 | 19:00 | 19:00 | 19:00 | 19:00 | 19:00
Line | PART A : INDIGENOUS NATIONAL GENERATION | Severe conditions Average Forced Outage Rate | Normal conditions Average Forced Outage Rate
Net generating capacity:
1 | Nuclear Power | 5% | 5% | 0 | 0 | 0 | 0 | 0 | 0 | 0 | 0 | 0 | 0 | 0 | 0 | 0 | 0 | 0 | 0 | 0 | 0
2 | Fossil Fuels |  |  | 8.832 | 8.832 | 8.832 | 8.832 | 8.832 | 8.832 | 8.832 | 8.832 | 8.832 | 8.832 | 8.832 | 8.832 | 8.832 | 8.832 | 8.832 | 8.832 | 8.832 | 8.832
2a | of which Lignite | 7% | 7% | 3.912 | 3.912 | 3.912 | 3.912 | 3.912 | 3.912 | 3.912 | 3.912 | 3.912 | 3.912 | 3.912 | 3.912 | 3.912 | 3.912 | 3.912 | 3.912 | 3.912 | 3.912
2b | of which Hard Coal | 9% | 9% | 0 | 0 | 0 | 0 | 0 | 0 | 0 | 0 | 0 | 0 | 0 | 0 | 0 | 0 | 0 | 0 | 0 | 0
2c | of which Gas | 4% | 4% | 4.92 | 4.92 | 4.92 | 4.92 | 4.92 | 4.92 | 4.92 | 4.92 | 4.92 | 4.92 | 4.92 | 4.92 | 4.92 | 4.92 | 4.92 | 4.92 | 4.92 | 4.92
2d | of which Oil | 9% | 9% | 0 | 0 | 0 | 0 | 0 | 0 | 0 | 0 | 0 | 0 | 0 | 0 | 0 | 0 | 0 | 0 | 0 | 0
2e | of which Oil Shale | 8.75% | 8.75% | 0 | 0 | 0 | 0 | 0 | 0 | 0 | 0 | 0 | 0 | 0 | 0 | 0 | 0 | 0 | 0 | 0 | 0
2f | of which Fossil Peat | 8.75% | 8.75% | 0 | 0 | 0 | 0 | 0 | 0 | 0 | 0 | 0 | 0 | 0 | 0 | 0 | 0 | 0 | 0 | 0 | 0
3 | Renewable Energy Sources (other than hydro) |  |  | 4.916 | 4.916 | 4.916 | 4.916 | 4.916 | 4.916 | 4.916 | 4.916 | 4.916 | 4.916 | 4.916 | 4.916 | 4.916 | 4.916 | 4.916 | 4.916 | 4.916 | 4.916
3a | of which onshore wind | 4% | 4% | 2.355 | 2.355 | 2.355 | 2.355 | 2.355 | 2.355 | 2.355 | 2.355 | 2.355 | 2.355 | 2.355 | 2.355 | 2.355 | 2.355 | 2.355 | 2.355 | 2.355 | 2.355
3b | of which offshore wind | 0% | 0% | 0 | 0 | 0 | 0 | 0 | 0 | 0 | 0 | 0 | 0 | 0 | 0 | 0 | 0 | 0 | 0 | 0 | 0
3c | of which Solar (PV) | 3% | 3% | 2.441 | 2.441 | 2.441 | 2.441 | 2.441 | 2.441 | 2.441 | 2.441 | 2.441 | 2.441 | 2.441 | 2.441 | 2.441 | 2.441 | 2.441 | 2.441 | 2.441 | 2.441
3d | of which Biomass | 4% | 4% | 0.051 | 0.051 | 0.051 | 0.051 | 0.051 | 0.051 | 0.051 | 0.051 | 0.051 | 0.051 | 0.051 | 0.051 | 0.051 | 0.051 | 0.051 | 0.051 | 0.051 | 0.051
3e | of which other RES (e.g. tidal, wave, geothermal, RES waste, CSP) | 0% | 0% | 0.069 | 0.069 | 0.069 | 0.069 | 0.069 | 0.069 | 0.069 | 0.069 | 0.069 | 0.069 | 0.069 | 0.069 | 0.069 | 0.069 | 0.069 | 0.069 | 0.069 | 0.069
4a | Hydro Run of River and Reservoir | 4% | 4% | 2.702 | 2.702 | 2.702 | 2.702 | 2.702 | 2.702 | 2.702 | 2.702 | 2.702 | 2.702 | 2.702 | 2.702 | 2.702 | 2.702 | 2.702 | 2.702 | 2.702 | 2.702
4b | Hydro pumping | 4% | 4% | 0.699 | 0.699 | 0.699 | 0.699 | 0.699 | 0.699 | 0.699 | 0.699 | 0.699 | 0.699 | 0.699 | 0.699 | 0.699 | 0.699 | 0.699 | 0.699 | 0.699 | 0.699
5 | Other non-RES (e.g. CHP non-renewable, waste non-renewable) | 4% | 4% | 0 | 0 | 0 | 0 | 0 | 0 | 0 | 0 | 0 | 0 | 0 | 0 | 0 | 0 | 0 | 0 | 0 | 0
6 | Total Net generating capacity (6 = 1+2+3+4a+4b+5) |  |  | 17.149 | 17.149 | 17.149 | 17.149 | 17.149 | 17.149 | 17.149 | 17.149 | 17.149 | 17.149 | 17.149 | 17.149 | 17.149 | 17.149 | 17.149 | 17.149 | 17.149 | 17.149
7 | Maintenance & Overhauls (planned outages) |  |  | 1.3266 | 0.615 | 0.273 | 0.273 | 0.273 | 0.273 | 0.273 | 0.273 | 0.273 | 0.273 | 0.273 | 0.546 | 0.546 | 0.546 | 0.9353 | 1.2323 | 1.6263 | 2.0453
7a | Nuclear Power |  |  | 0 | 0 | 0 | 0 | 0 | 0 | 0 | 0 | 0 | 0 | 0 | 0 | 0 | 0 | 0 | 0 | 0 | 0
7b | Lignite |  |  | 0.615 | 0.615 | 0.273 | 0.273 | 0.273 | 0.273 | 0.273 | 0.273 | 0.273 | 0.273 | 0.273 | 0.546 | 0.546 | 0.546 | 0.801 | 0.801 | 0.801 | 0.801
7c | Hard Coal |  |  | 0 | 0 | 0 | 0 | 0 | 0 | 0 | 0 | 0 | 0 | 0 | 0 | 0 | 0 | 0 | 0 | 0 | 0
7d | Gas |  |  | 0.7116 | 0 | 0 | 0 | 0 | 0 | 0 | 0 | 0 | 0 | 0 | 0 | 0 | 0 | 0 | 0.197 | 0.597 | 1.014
7e | Oil |  |  | 0 | 0 | 0 | 0 | 0 | 0 | 0 | 0 | 0 | 0 | 0 | 0 | 0 | 0 | 0 | 0 | 0 | 0
7f | Oil Shale |  |  | 0 | 0 | 0 | 0 | 0 | 0 | 0 | 0 | 0 | 0 | 0 | 0 | 0 | 0 | 0 | 0 | 0 | 0
7g | Fossil Peat |  |  | 0 | 0 | 0 | 0 | 0 | 0 | 0 | 0 | 0 | 0 | 0 | 0 | 0 | 0 | 0 | 0 | 0 | 0
7h | Onshore Wind |  |  | 0 | 0 | 0 | 0 | 0 | 0 | 0 | 0 | 0 | 0 | 0 | 0 | 0 | 0 | 0 | 0 | 0 | 0
7i | Offshore Wind |  |  | 0 | 0 | 0 | 0 | 0 | 0 | 0 | 0 | 0 | 0 | 0 | 0 | 0 | 0 | 0 | 0 | 0 | 0
7j | Solar (PV) |  |  | 0 | 0 | 0 | 0 | 0 | 0 | 0 | 0 | 0 | 0 | 0 | 0 | 0 | 0 | 0 | 0 | 0 | 0
7k | Biomass |  |  | 0 | 0 | 0 | 0 | 0 | 0 | 0 | 0 | 0 | 0 | 0 | 0 | 0 | 0 | 0 | 0 | 0 | 0
7l | other RES (apart from hydro, including tidal, wave, geothermal, waste renewable, CSP,…) |  |  | 0 | 0 | 0 | 0 | 0 | 0 | 0 | 0 | 0 | 0 | 0 | 0 | 0 | 0 | 0 | 0 | 0 | 0
7m | Hydro Run of River and Reservoir |  |  | 0 | 0 | 0 | 0 | 0 | 0 | 0 | 0 | 0 | 0 | 0 | 0 | 0 | 0 | 0.1343 | 0.2343 | 0.2283 | 0.2303
7n | Hydro pumping |  |  | 0 | 0 | 0 | 0 | 0 | 0 | 0 | 0 | 0 | 0 | 0 | 0 | 0 | 0 | 0 | 0 | 0 | 0
7o | Other non-RES (incl. not clearly identifiable energy sources) |  |  | 0 | 0 | 0 | 0 | 0 | 0 | 0 | 0 | 0 | 0 | 0 | 0 | 0 | 0 | 0 | 0 | 0 | 0
PART B : DATA FOR NORMAL CONDITIONS
8 | Non-usable capacity at reference point (all power stations including mothballed, authorization & technical & legal constraints, energy source unavailability etc. ) |  |  | 5.0911 | 5.0676 | 5.0474 | 5.0342 | 5.0172 | 5.0021 | 4.9775 | 4.9696 | 4.9699 | 4.9809 | 5.0146 | 5.0239 | 5.0534 | 5.0937 | 5.1378 | 5.1854 | 5.2118 | 5.2241
8a | of which nuclear |  |  | 0 | 0 | 0 | 0 | 0 | 0 | 0 | 0 | 0 | 0 | 0 | 0 | 0 | 0 | 0 | 0 | 0 | 0
8b | of which Lignite |  |  | 0 | 0 | 0 | 0 | 0 | 0 | 0 | 0 | 0 | 0 | 0 | 0 | 0 | 0 | 0 | 0 | 0 | 0
8c | of which Hard Coal |  |  | 0 | 0 | 0 | 0 | 0 | 0 | 0 | 0 | 0 | 0 | 0 | 0 | 0 | 0 | 0 | 0 | 0 | 0
8d | of which Gas |  |  | 0.15 | 0.15 | 0.15 | 0.15 | 0.15 | 0.15 | 0.15 | 0.15 | 0.15 | 0.15 | 0.15 | 0.15 | 0.15 | 0.15 | 0.15 | 0.15 | 0.15 | 0.15
8e | of which Oil |  |  | 0 | 0 | 0 | 0 | 0 | 0 | 0 | 0 | 0 | 0 | 0 | 0 | 0 | 0 | 0 | 0 | 0 | 0
8f | of which Oil Shale |  |  | 0 | 0 | 0 | 0 | 0 | 0 | 0 | 0 | 0 | 0 | 0 | 0 | 0 | 0 | 0 | 0 | 0 | 0
8g | of which Fossil Peat |  |  | 0 | 0 | 0 | 0 | 0 | 0 | 0 | 0 | 0 | 0 | 0 | 0 | 0 | 0 | 0 | 0 | 0 | 0
8h | of which onshore wind |  |  | 2.1023 | 2.0902 | 2.0794 | 2.0737 | 2.062 | 2.0487 | 2.0225 | 2.0102 | 1.9995 | 1.9947 | 2.0069 | 1.9926 | 1.9935 | 2.0049 | 2.023 | 2.0498 | 2.0621 | 2.0661
8i | of which offshore wind |  |  | 0 | 0 | 0 | 0 | 0 | 0 | 0 | 0 | 0 | 0 | 0 | 0 | 0 | 0 | 0 | 0 | 0 | 0
8j | of which Solar |  |  | 2.2688 | 2.2574 | 2.248 | 2.2405 | 2.2352 | 2.2335 | 2.235 | 2.2394 | 2.2504 | 2.2662 | 2.2877 | 2.3114 | 2.3399 | 2.3687 | 2.3948 | 2.4156 | 2.4297 | 2.438
8k | of which Biomass |  |  | 0 | 0 | 0 | 0 | 0 | 0 | 0 | 0 | 0 | 0 | 0 | 0 | 0 | 0 | 0 | 0 | 0 | 0
8l | of which other RES (apart from hydro) |  |  | 0 | 0 | 0 | 0 | 0 | 0 | 0 | 0 | 0 | 0 | 0 | 0 | 0 | 0 | 0 | 0 | 0 | 0
8m | Hydro Run of River and Reservoir |  |  | 0.45 | 0.45 | 0.45 | 0.45 | 0.45 | 0.45 | 0.45 | 0.45 | 0.45 | 0.45 | 0.45 | 0.45 | 0.45 | 0.45 | 0.45 | 0.45 | 0.45 | 0.45
8n | Hydro pumping |  |  | 0.12 | 0.12 | 0.12 | 0.12 | 0.12 | 0.12 | 0.12 | 0.12 | 0.12 | 0.12 | 0.12 | 0.12 | 0.12 | 0.12 | 0.12 | 0.12 | 0.12 | 0.12
8o | of which other non-RES (incl. not clearly identifiable energy sources) |  |  | 0 | 0 | 0 | 0 | 0 | 0 | 0 | 0 | 0 | 0 | 0 | 0 | 0 | 0 | 0 | 0 | 0 | 0
9 | Available capacity (9 = 6 - (7 + 8)) |  |  | 10.7313 | 11.4664 | 11.8286 | 11.8418 | 11.8588 | 11.8739 | 11.8985 | 11.9064 | 11.9061 | 11.8951 | 11.8614 | 11.5791 | 11.5496 | 11.5093 | 11.0759 | 10.7313 | 10.3109 | 9.8796
10 | Outages: average expected value (all power stations) |  |  | 0.52368 | 0.55297 | 0.57762 | 0.57808 | 0.57871 | 0.57929 | 0.58029 | 0.58065 | 0.58075 | 0.58047 | 0.57933 | 0.56009 | 0.55919 | 0.55787 | 0.53314 | 0.51957 | 0.50289 | 0.48572
11 | System services reserve (one hour ahead of real time) |  |  | 0.6 | 0.6 | 0.6 | 0.6 | 0.6 | 0.6 | 0.6 | 0.6 | 0.6 | 0.6 | 0.6 | 0.6 | 0.6 | 0.6 | 0.6 | 0.6 | 0.6 | 0.6
12 | Reliably available capacity (12 = 9 - (10 + 11)) |  |  | 9.6077 | 10.3134 | 10.651 | 10.6637 | 10.6801 | 10.6946 | 10.7182 | 10.7257 | 10.7254 | 10.7147 | 10.682 | 10.419 | 10.3904 | 10.3515 | 9.9428 | 9.6118 | 9.208 | 8.7939
13 | Demand at reference point in time |  |  | 6.422 | 6.5482 | 6.7221 | 6.9298 | 7.1536 | 7.3734 | 7.5689 | 7.7214 | 7.816 | 7.843 | 7.7993 | 7.6886 | 7.5212 | 7.3129 | 7.0837 | 6.8556 | 6.6503 | 6.487
13b | Population average daily (24h) temperature (degrees Celsius) |  |  | 20.7772 | 21.7042 | 22.5613 | 23.3343 | 24.0101 | 24.5774 | 25.0262 | 25.3484 | 25.5381 | 25.5911 | 25.5054 | 25.2811 | 24.9206 | 24.4286 | 23.8116 | 23.0786 | 22.2405 | 21.3104
14a | Load reduction / demand side response available at reference point in time |  |  | 0 | 0 | 0 | 0 | 0 | 0 | 0 | 0 | 0 | 0 | 0 | 0 | 0 | 0 | 0 | 0 | 0 | 0
14b | Strategic reserves available at reference point in time |  |  | 0.6 | 0.6 | 0.6 | 0.6 | 0.6 | 0.6 | 0.6 | 0.6 | 0.6 | 0.6 | 0.6 | 0.6 | 0.6 | 0.6 | 0.6 | 0.6 | 0.6 | 0.6
15 | Net weekly load at reference point in time (15 = 13-14a) |  |  | 6.422 | 6.5482 | 6.7221 | 6.9298 | 7.1536 | 7.3734 | 7.5689 | 7.7214 | 7.816 | 7.843 | 7.7993 | 7.6886 | 7.5212 | 7.3129 | 7.0837 | 6.8556 | 6.6503 | 6.487
16 | Remaining capacity at reference point in time (16 = 12- 15) |  |  | 3.1856 | 3.7652 | 3.9289 | 3.7339 | 3.5265 | 3.3212 | 3.1493 | 3.0043 | 2.9094 | 2.8716 | 2.8827 | 2.7303 | 2.8692 | 3.0386 | 2.8591 | 2.7562 | 2.5577 | 2.3069
B1 | Weekly peak load (unrestricted reference point in time) |  |  | 6.422 | 6.5482 | 6.7221 | 6.9298 | 7.1536 | 7.3734 | 7.5689 | 7.7214 | 7.816 | 7.843 | 7.7993 | 7.6886 | 7.5212 | 7.3129 | 7.0837 | 6.8556 | 6.6503 | 6.487
B2 | Daily hour of expected weekly peak load (CET for winter, but CEST for last week; CEST for summer) |  |  | 19:00 | 19:00 | 19:00 | 19:00 | 19:00 | 19:00 | 19:00 | 19:00 | 19:00 | 19:00 | 19:00 | 19:00 | 19:00 | 19:00 | 19:00 | 19:00 | 19:00 | 19:00
.
PART C : DATA FOR SEVERE CONDITIONS
17 | Non-usable capacity at reference point (all power stations including mothballed, authorization & technical & legal constraints, energy source unavailability etc. ) |  |  | 5.7251 | 5.7078 | 5.6825 | 5.667 | 5.6488 | 5.6343 | 5.6321 | 5.6343 | 5.6541 | 5.6785 | 5.7101 | 5.7379 | 5.7682 | 5.8006 | 5.8277 | 5.8447 | 5.8579 | 5.8703
17a | of which nuclear |  |  | 0 | 0 | 0 | 0 | 0 | 0 | 0 | 0 | 0 | 0 | 0 | 0 | 0 | 0 | 0 | 0 | 0 | 0
17b | of which Lignite |  |  | 0 | 0 | 0 | 0 | 0 | 0 | 0 | 0 | 0 | 0 | 0 | 0 | 0 | 0 | 0 | 0 | 0 | 0
17c | of which Hard Coal |  |  | 0 | 0 | 0 | 0 | 0 | 0 | 0 | 0 | 0 | 0 | 0 | 0 | 0 | 0 | 0 | 0 | 0 | 0
17d | of which Gas |  |  | 0.3 | 0.3 | 0.3 | 0.3 | 0.3 | 0.3 | 0.3 | 0.3 | 0.3 | 0.3 | 0.3 | 0.3 | 0.3 | 0.3 | 0.3 | 0.3 | 0.3 | 0.3
17e | of which Oil |  |  | 0 | 0 | 0 | 0 | 0 | 0 | 0 | 0 | 0 | 0 | 0 | 0 | 0 | 0 | 0 | 0 | 0 | 0
17f | of which Oil Shale |  |  | 0 | 0 | 0 | 0 | 0 | 0 | 0 | 0 | 0 | 0 | 0 | 0 | 0 | 0 | 0 | 0 | 0 | 0
17g | of which Fossil Peat |  |  | 0 | 0 | 0 | 0 | 0 | 0 | 0 | 0 | 0 | 0 | 0 | 0 | 0 | 0 | 0 | 0 | 0 | 0
17h | of which onshore wind |  |  | 2.2971 | 2.2918 | 2.2807 | 2.2759 | 2.2663 | 2.2561 | 2.2511 | 2.239 | 2.239 | 2.2405 | 2.2433 | 2.2432 | 2.2463 | 2.2575 | 2.2699 | 2.278 | 2.2874 | 2.2993
17i | of which offshore wind |  |  | 0 | 0 | 0 | 0 | 0 | 0 | 0 | 0 | 0 | 0 | 0 | 0 | 0 | 0 | 0 | 0 | 0 | 0
17j | of which Solar |  |  | 2.298 | 2.286 | 2.2718 | 2.261 | 2.2524 | 2.2482 | 2.251 | 2.2653 | 2.2851 | 2.308 | 2.3368 | 2.3648 | 2.3919 | 2.4131 | 2.4278 | 2.4367 | 2.4405 | 2.441
17k | of which Biomass |  |  | 0.02 | 0.02 | 0.02 | 0.02 | 0.02 | 0.02 | 0.02 | 0.02 | 0.02 | 0.02 | 0.02 | 0.02 | 0.02 | 0.02 | 0.02 | 0.02 | 0.02 | 0.02
17l | of which other RES (apart from hydro) |  |  | 0.02 | 0.02 | 0.02 | 0.02 | 0.02 | 0.02 | 0.02 | 0.02 | 0.02 | 0.02 | 0.02 | 0.02 | 0.02 | 0.02 | 0.02 | 0.02 | 0.02 | 0.02
17m | Hydro Run of River and Reservoir |  |  | 0.6 | 0.6 | 0.6 | 0.6 | 0.6 | 0.6 | 0.6 | 0.6 | 0.6 | 0.6 | 0.6 | 0.6 | 0.6 | 0.6 | 0.6 | 0.6 | 0.6 | 0.6
17n | Hydro pumping |  |  | 0.19 | 0.19 | 0.19 | 0.19 | 0.19 | 0.19 | 0.19 | 0.19 | 0.19 | 0.19 | 0.19 | 0.19 | 0.19 | 0.19 | 0.19 | 0.19 | 0.19 | 0.19
17o | of which other non-RES (incl. not clearly identifiable energy sources) |  |  | 0 | 0 | 0 | 0 | 0 | 0 | 0 | 0 | 0 | 0 | 0 | 0 | 0 | 0 | 0 | 0 | 0 | 0
18 | Available capacity (18 = 6 - (7 + 17)) |  |  | 10.0973 | 10.8262 | 11.1935 | 11.209 | 11.2272 | 11.2417 | 11.2439 | 11.2417 | 11.2219 | 11.1975 | 11.1659 | 10.8651 | 10.8348 | 10.8024 | 10.386 | 10.072 | 9.6648 | 9.2334
19 | Outages: average expected value (all power stations) under SEVERE conditions |  |  | 0.49941 | 0.52845 | 0.55326 | 0.55377 | 0.55441 | 0.55495 | 0.55506 | 0.55512 | 0.55453 | 0.55378 | 0.5528 | 0.53286 | 0.53192 | 0.53084 | 0.50668 | 0.49421 | 0.47796 | 0.4607
20 | System services reserve (one hour ahead of real time) under SEVERE conditions |  |  | 0.7 | 0.7 | 0.7 | 0.7 | 0.7 | 0.7 | 0.7 | 0.7 | 0.7 | 0.7 | 0.7 | 0.7 | 0.7 | 0.7 | 0.7 | 0.7 | 0.7 | 0.7
21 | Reliably available capacity under SEVERE conditions (21 = 18 - (19 + 20)) |  |  | 8.8979 | 9.5978 | 9.9403 | 9.9553 | 9.9728 | 9.9867 | 9.9888 | 9.9866 | 9.9674 | 9.9437 | 9.9131 | 9.6322 | 9.6028 | 9.5715 | 9.1794 | 8.8778 | 8.4868 | 8.0727
22 | Demand at reference point in time under SEVERE conditions (one in 20 year) |  |  | 8 | 8.15 | 8.15 | 8.3 | 8.5 | 9.2 | 9.8 | 9.7 | 9.3 | 8.6 | 8.4 | 8.05 | 7.7 | 7.5 | 7.35 | 7.2 | 6.9 | 6.8
23a | Load reduction / demand side response available at reference point in time under SEVERE conditions |  |  | 0 | 0 | 0 | 0 | 0 | 0 | 0 | 0 | 0 | 0 | 0 | 0 | 0 | 0 | 0 | 0 | 0 | 0
23b | Strategic reserves available at reference point in time under SEVERE conditions |  |  | 0.6 | 0.6 | 0.6 | 0.6 | 0.6 | 0.6 | 0.6 | 0.6 | 0.6 | 0.6 | 0.6 | 0.6 | 0.6 | 0.6 | 0.6 | 0.6 | 0.6 | 0.6
24 | Net weekly peak load for SEVERE conditions (24 = 22-23a) |  |  | 8 | 8.15 | 8.15 | 8.3 | 8.5 | 9.2 | 9.8 | 9.7 | 9.3 | 8.6 | 8.4 | 8.05 | 7.7 | 7.5 | 7.35 | 7.2 | 6.9 | 6.8
25 | Remaining capacity for SEVERE conditions (25 = 21-24) |  |  | 0.89791 | 1.4478 | 1.7903 | 1.6553 | 1.4728 | 0.78674 | 0.18879 | 0.28656 | 0.66738 | 1.3437 | 1.5131 | 1.5822 | 1.9028 | 2.0715 | 1.8294 | 1.6778 | 1.5868 | 1.2727
C1 | Weekly peak load under SEVERE conditions (unrestricted reference point in time) |  |  | 8 | 8.6 | 8.9 | 9.3 | 9.7 | 10 | 10.3 | 10.3 | 10.25 | 9.9 | 9.4 | 8.9 | 8.5 | 8.3 | 8.1 | 7.7 | 7.1 | 7.1
C2 | Daily hour of expected weekly peak load (CET for winter, but CEST for last week; CEST for summer) |  |  | 19:00 | 19:00 | 19:00 | 19:00 | 19:00 | 19:00 | 19:00 | 19:00 | 19:00 | 19:00 | 19:00 | 19:00 | 19:00 | 19:00 | 19:00 | 19:00 | 19:00 | 19:00
PART D: ADDITIONAL INFORMATION FOR INTERCONNECTORS (at synchronous peak)
31 | Simultaneous importable capacity |  | From | 1.2 | 1.2 | 1.2 | 1.7 | 1.7 | 1.7 | 1.7 | 1.7 | 1.7 | 1.7 | 1.7 | 1.7 | 1.7 | 1.7 | 1.6 | 1.7 | 1.7 | 1.7
32 | Simultaneous exportable capacity |  | To | 1.216 | 1.216 | 1.216 | 1.716 | 1.716 | 1.716 | 1.716 | 1.716 | 1.716 | 1.716 | 1.716 | 1.716 | 1.716 | 1.716 | 1.5 | 1.716 | 1.716 | 1.716
| The off-peak dates are related to Sunday of each week |  |  | 2019-06-02 | 2019-06-09 | 2019-06-16 | 2019-06-23 | 2019-06-30 | 2019-07-07 | 2019-07-14 | 2019-07-21 | 2019-07-28 | 2019-08-04 | 2019-08-11 | 2019-08-18 | 2019-08-25 | 2019-09-01 | 2019-09-08 | 2019-09-15 | 2019-09-22 | 2019-09-29
| WEEK |  |  | 22 | 23 | 24 | 25 | 26 | 27 | 28 | 29 | 30 | 31 | 32 | 33 | 34 | 35 | 36 | 37 | 38 | 39
| Time (CET for winter, but CEST for last week of winter; CEST for summer) |  |  | 5:00 | 5:00 | 5:00 | 5:00 | 5:00 | 5:00 | 5:00 | 5:00 | 5:00 | 5:00 | 5:00 | 5:00 | 5:00 | 5:00 | 5:00 | 5:00 | 5:00 | 5:00
PART E: ADDITIONAL INFORMATION FOR NIGHT MIN DEMAND CONDITIONS
33 | Weekly Minimum Demand (overnight valley minimum) |  |  | 3.9 | 4.01 | 4.14 | 4.2 | 4.4 | 4.75 | 4.8 | 5.05 | 4.7 | 4.65 | 4.6 | 4.5 | 4.45 | 4.25 | 4.02 | 3.95 | 3.8 | 3.75
34 | Must Run Generation (excluding wind/run of river) |  |  | 0 | 0 | 0 | 0 | 0 | 0 | 0 | 0 | 0 | 0 | 0 | 0 | 0 | 0 | 0 | 0 | 0 | 0
35 | Run of river generation (Must Run) |  |  | 0.1 | 0.1 | 0.1 | 0.1 | 0.1 | 0.1 | 0.1 | 0.1 | 0.1 | 0.1 | 0.1 | 0.1 | 0.1 | 0.1 | 0.1 | 0.1 | 0.1 | 0.1
36 | Downward balancing reserves (FCR, FRR) |  |  | 0.1 | 0.1 | 0.1 | 0.1 | 0.1 | 0.1 | 0.1 | 0.1 | 0.1 | 0.1 | 0.1 | 0.1 | 0.1 | 0.1 | 0.1 | 0.1 | 0.1 | 0.1
37 | Pumping Storage Capacity available (Power) |  |  | 0.6 | 0.6 | 0.6 | 0.6 | 0.6 | 0.6 | 0.6 | 0.6 | 0.6 | 0.6 | 0.6 | 0.6 | 0.6 | 0.6 | 0.6 | 0.6 | 0.6 | 0.6
38a | Highest expected onshore wind generation running |  |  | 0.85683 | 0.89128 | 0.86915 | 0.89724 | 0.92844 | 1.0078 | 1.0734 | 1.1289 | 1.1793 | 1.2003 | 1.1988 | 1.1863 | 1.1867 | 1.1341 | 1.15 | 1.1531 | 1.1751 | 1.3027
38b | Highest expected offshore wind generation running |  |  | 0 | 0 | 0 | 0 | 0 | 0 | 0 | 0 | 0 | 0 | 0 | 0 | 0 | 0 | 0 | 0 | 0 | 0
39 | DOWNWARD REGULATION CAPABILITIES: 39 = (33+37)-(34+35+36+38a+38b)) |  |  | 3.4432 | 3.5187 | 3.6709 | 3.7028 | 3.8716 | 4.1422 | 4.1266 | 4.3211 | 3.9207 | 3.8497 | 3.8012 | 3.7137 | 3.6633 | 3.5159 | 3.27 | 3.1969 | 3.0249 | 2.8473
PART Ebis: ADDITIONAL INFORMATION FOR INTERCONNECTORS
Transportable capacity at night minimum demand conditions (high wind conditions)
40 | Simultaneous importable capacity |  | From | 1.2 | 1.2 | 1.2 | 1.7 | 1.7 | 1.7 | 1.7 | 1.7 | 1.7 | 1.7 | 1.7 | 1.7 | 1.7 | 1.7 | 1.6 | 1.7 | 1.7 | 1.7
41 | Simultaneous exportable capacity |  | To | 1.216 | 1.216 | 1.216 | 1.716 | 1.716 | 1.716 | 1.716 | 1.716 | 1.716 | 1.716 | 1.716 | 1.716 | 1.716 | 1.716 | 1.5 | 1.716 | 1.716 | 1.716
| Time (CET for winter, but CEST for last week of winter; CEST for summer) |  |  | 11:00 | 11:00 | 11:00 | 11:00 | 11:00 | 11:00 | 11:00 | 11:00 | 11:00 | 11:00 | 11:00 | 11:00 | 11:00 | 11:00 | 11:00 | 11:00 | 11:00 | 11:00
PART F: ADDITIONAL INFORMATION FOR DAYTIME MIN DEMAND CONDITIONS
42 | Weekly Minimum Daytime Demand (Sunday low peak + solar) |  |  | 5 | 5.15 | 5.5 | 5.7 | 6 | 6.2 | 6.3 | 6.35 | 6.2 | 6 | 5.9 | 5.6 | 5.3 | 5.1 | 5.1 | 4.9 | 4.85 | 4.8
43 | Must Run Generation (excluding wind/PV/run of river) |  |  | 0 | 0 | 0 | 0 | 0 | 0 | 0 | 0 | 0 | 0 | 0 | 0 | 0 | 0 | 0 | 0 | 0 | 0
44 | Run of river generation (Must Run) |  |  | 0.7 | 0.6 | 0.6 | 0.5 | 0.5 | 0.5 | 0.4 | 0.4 | 0.4 | 0.4 | 0.4 | 0.4 | 0.3 | 0.35 | 0.35 | 0.35 | 0.3 | 0.3
45 | Downward balancing reserves (FCR, FRR) |  |  | 0.1 | 0.1 | 0.1 | 0.1 | 0.1 | 0.1 | 0.1 | 0.1 | 0.1 | 0.1 | 0.1 | 0.1 | 0.1 | 0.1 | 0.1 | 0.1 | 0.1 | 0.1
46 | Pumping Storage Capacity available (Power) |  |  | 0.6 | 0.6 | 0.6 | 0.6 | 0.6 | 0.6 | 0.6 | 0.6 | 0.6 | 0.6 | 0.6 | 0.6 | 0.6 | 0.6 | 0.6 | 0.6 | 0.6 | 0.6
47a | Highest expected onshore wind generation running |  |  | 0.96649 | 1.021 | 0.99024 | 1.0052 | 1.05 | 1.1725 | 1.2451 | 1.3096 | 1.3423 | 1.3597 | 1.3502 | 1.3262 | 1.3095 | 1.2513 | 1.2445 | 1.2407 | 1.2625 | 1.4129
47b | Highest expected offshore wind generation running |  |  | 0 | 0 | 0 | 0 | 0 | 0 | 0 | 0 | 0 | 0 | 0 | 0 | 0 | 0 | 0 | 0 | 0 | 0
48 | Highest expected solar PV running |  |  | 1.6125 | 1.6078 | 1.6038 | 1.5987 | 1.5865 | 1.5771 | 1.5691 | 1.5598 | 1.5556 | 1.5501 | 1.5456 | 1.5423 | 1.5376 | 1.5335 | 1.5268 | 1.5198 | 1.5082 | 1.4922
49 | DOWNWARD REGULATION CAPABILITIES: 49 = (42+46)-(43+44+45+47a+47b+48a+48b) |  |  | 2.221 | 2.4212 | 2.806 | 3.0962 | 3.3635 | 3.4505 | 3.5858 | 3.5806 | 3.402 | 3.1902 | 3.1042 | 2.8315 | 2.6529 | 2.4652 | 2.4787 | 2.2895 | 2.2793 | 2.0949
PART Fbis: ADDITIONAL INFORMATION FOR INTERCONNECTORS
Transportable capacity at daytime minimum demand conditions (high wind and high solar conditions)
50 | Simultaneous importable capacity |  | From | 1.2 | 1.2 | 1.2 | 1.7 | 1.7 | 1.7 | 1.7 | 1.7 | 1.7 | 1.7 | 1.7 | 1.7 | 1.7 | 1.7 | 1.6 | 1.7 | 1.7 | 1.7
51 | Simultaneous exportable capacity |  | To | 1.216 | 1.216 | 1.216 | 1.716 | 1.716 | 1.716 | 1.716 | 1.716 | 1.716 | 1.716 | 1.716 | 1.716 | 1.716 | 1.716 | 1.5 | 1.716 | 1.716 | 1.716

## GB
Summer Outlook Report 2019
| Power Data (all entries are assumed to be >0) |  |  | Countrycode: |  | GB | [6 empty] | Heating if temperature below: | 17.5243 |  |  |  | Cooling if temperature above: | not detected
| (Net values in GW, at a synchronous time every week) |  |  | Countryname: |  | Great Britain | [6 empty] | Heating saturation temperature: | -3 |  |  |  | Cooling saturation temperature: | not detected
[13 empty] | Temperature sensitivity in heating [MW/ ͦC] | -1044.382 |  |  |  | Temperature sensitivity in cooling [MW/ ͦC] | not detected
| The peak dates are related to Wednesday of each week |  |  | 2019-05-29 | 2019-06-05 | 2019-06-12 | 2019-06-19 | 2019-06-26 | 2019-07-03 | 2019-07-10 | 2019-07-17 | 2019-07-24 | 2019-07-31 | 2019-08-07 | 2019-08-14 | 2019-08-21 | 2019-08-28 | 2019-09-04 | 2019-09-11 | 2019-09-18 | 2019-09-25
| WEEK |  |  | 22 | 23 | 24 | 25 | 26 | 27 | 28 | 29 | 30 | 31 | 32 | 33 | 34 | 35 | 36 | 37 | 38 | 39
| Time (CET for winter, but CEST last week; CEST for summer) |  |  | 19:00 | 19:00 | 19:00 | 19:00 | 19:00 | 19:00 | 19:00 | 19:00 | 19:00 | 19:00 | 19:00 | 19:00 | 19:00 | 19:00 | 19:00 | 19:00 | 19:00 | 19:00
Line | PART A : INDIGENOUS NATIONAL GENERATION | Severe conditions Average Forced Outage Rate | Normal conditions Average Forced Outage Rate
Net generating capacity:
1 | Nuclear Power | 6% | 6% | 9.16 | 9.16 | 9.16 | 9.16 | 9.16 | 9.16 | 9.16 | 9.16 | 9.16 | 9.16 | 9.16 | 9.16 | 9.16 | 9.16 | 9.16 | 9.16 | 9.16 | 9.16
2 | Fossil Fuels |  |  | 41.9 | 41.9 | 41.9 | 41.9 | 41.9 | 41.9 | 41.9 | 41.9 | 41.9 | 41.9 | 41.9 | 41.9 | 41.9 | 41.9 | 41.9 | 41.9 | 41.9 | 41.9
2a | of which Lignite | 0% | 0% | 0 | 0 | 0 | 0 | 0 | 0 | 0 | 0 | 0 | 0 | 0 | 0 | 0 | 0 | 0 | 0 | 0 | 0
2b | of which Hard Coal | 13% | 13% | 11.28 | 11.28 | 11.28 | 11.28 | 11.28 | 11.28 | 11.28 | 11.28 | 11.28 | 11.28 | 11.28 | 11.28 | 11.28 | 11.28 | 11.28 | 11.28 | 11.28 | 11.28
2c | of which Gas | 13% | 13% | 29.74 | 29.74 | 29.74 | 29.74 | 29.74 | 29.74 | 29.74 | 29.74 | 29.74 | 29.74 | 29.74 | 29.74 | 29.74 | 29.74 | 29.74 | 29.74 | 29.74 | 29.74
2d | of which Oil | 12% | 12% | 0.88 | 0.88 | 0.88 | 0.88 | 0.88 | 0.88 | 0.88 | 0.88 | 0.88 | 0.88 | 0.88 | 0.88 | 0.88 | 0.88 | 0.88 | 0.88 | 0.88 | 0.88
2e | of which Oil Shale | 0% | 0% | 0 | 0 | 0 | 0 | 0 | 0 | 0 | 0 | 0 | 0 | 0 | 0 | 0 | 0 | 0 | 0 | 0 | 0
2f | of which Fossil Peat | 0% | 0% | 0 | 0 | 0 | 0 | 0 | 0 | 0 | 0 | 0 | 0 | 0 | 0 | 0 | 0 | 0 | 0 | 0 | 0
3 | Renewable Energy Sources (other than hydro) |  |  | 16.66 | 16.66 | 16.66 | 16.66 | 16.66 | 16.66 | 16.66 | 16.66 | 16.66 | 16.66 | 16.66 | 16.66 | 16.66 | 16.66 | 16.66 | 16.66 | 16.66 | 16.66
3a | of which onshore wind | 0% | 0% | 8 | 8 | 8 | 8 | 8 | 8 | 8 | 8 | 8 | 8 | 8 | 8 | 8 | 8 | 8 | 8 | 8 | 8
3b | of which offshore wind | 0% | 0% | 6.61 | 6.61 | 6.61 | 6.61 | 6.61 | 6.61 | 6.61 | 6.61 | 6.61 | 6.61 | 6.61 | 6.61 | 6.61 | 6.61 | 6.61 | 6.61 | 6.61 | 6.61
3c | of which Solar (PV) | 0% | 0% | 0 | 0 | 0 | 0 | 0 | 0 | 0 | 0 | 0 | 0 | 0 | 0 | 0 | 0 | 0 | 0 | 0 | 0
3d | of which Biomass | 11% | 11% | 2.04 | 2.04 | 2.04 | 2.04 | 2.04 | 2.04 | 2.04 | 2.04 | 2.04 | 2.04 | 2.04 | 2.04 | 2.04 | 2.04 | 2.04 | 2.04 | 2.04 | 2.04
3e | of which other RES (e.g. tidal, wave, geothermal, RES waste, CSP) | 0% | 0% | 0.01 | 0.01 | 0.01 | 0.01 | 0.01 | 0.01 | 0.01 | 0.01 | 0.01 | 0.01 | 0.01 | 0.01 | 0.01 | 0.01 | 0.01 | 0.01 | 0.01 | 0.01
4a | Hydro Run of River and Reservoir | 16% | 16% | 0.96 | 0.96 | 0.96 | 0.96 | 0.96 | 0.96 | 0.96 | 0.96 | 0.96 | 0.96 | 0.96 | 0.96 | 0.96 | 0.96 | 0.96 | 0.96 | 0.96 | 0.96
4b | Hydro pumping | 5% | 5% | 2.72 | 2.72 | 2.72 | 2.72 | 2.72 | 2.72 | 2.72 | 2.72 | 2.72 | 2.72 | 2.72 | 2.72 | 2.72 | 2.72 | 2.72 | 2.72 | 2.72 | 2.72
5 | Other non-RES (e.g. CHP non-renewable, waste non-renewable) | 0% | 0% | 0 | 0 | 0 | 0 | 0 | 0 | 0 | 0 | 0 | 0 | 0 | 0 | 0 | 0 | 0 | 0 | 0 | 0
6 | Total Net generating capacity (6 = 1+2+3+4a+4b+5) |  |  | 71.4 | 71.4 | 71.4 | 71.4 | 71.4 | 71.4 | 71.4 | 71.4 | 71.4 | 71.4 | 71.4 | 71.4 | 71.4 | 71.4 | 71.4 | 71.4 | 71.4 | 71.4
7 | Maintenance & Overhauls (planned outages) |  |  | 11.487 | 12.043 | 11.968 | 9.66 | 10.463 | 12.122 | 10.473 | 9.511 | 7.095 | 7.833 | 9.985 | 9.937 | 8.994 | 8.553 | 7.626 | 9.353 | 6.991 | 5.324
7a | Nuclear Power |  |  | 1.589 | 1.331 | 2.434 | 1.936 | 1.418 | 2.44 | 3.036 | 2.052 | 1.264 | 0.485 | 0.739 | 1.558 | 1.002 | 1.033 | 1.213 | 1.467 | 1.573 | 1.207
7b | Lignite |  |  | 0 | 0 | 0 | 0 | 0 | 0 | 0 | 0 | 0 | 0 | 0 | 0 | 0 | 0 | 0 | 0 | 0 | 0
7c | Hard Coal |  |  | 4.625 | 4.625 | 3.639 | 3.154 | 3.154 | 3.154 | 3.288 | 2.151 | 2.671 | 2.643 | 4.143 | 4.143 | 3.517 | 3.517 | 0.52 | 0.52 | 0.52 | 0.52
7d | Gas |  |  | 4.442 | 5.51 | 5.429 | 4.104 | 5.357 | 6 | 3.28 | 4.42 | 2.24 | 3.805 | 4.106 | 3.204 | 3.488 | 3.029 | 4.753 | 5.9 | 3.643 | 2.382
7e | Oil |  |  | 0.066 | 0.083 | 0.017 | 0.017 | 0 | 0 | 0 | 0 | 0 | 0 | 0 | 0 | 0 | 0 | 0 | 0 | 0 | 0
7f | Oil Shale |  |  | 0 | 0 | 0 | 0 | 0 | 0 | 0 | 0 | 0 | 0 | 0 | 0 | 0 | 0 | 0 | 0 | 0 | 0
7g | Fossil Peat |  |  | 0 | 0 | 0 | 0 | 0 | 0 | 0 | 0 | 0 | 0 | 0 | 0 | 0 | 0 | 0 | 0 | 0 | 0
7h | Onshore Wind |  |  | 0 | 0 | 0 | 0 | 0 | 0 | 0 | 0 | 0 | 0 | 0 | 0 | 0 | 0 | 0 | 0 | 0 | 0
7i | Offshore Wind |  |  | 0 | 0 | 0 | 0 | 0 | 0 | 0 | 0 | 0 | 0 | 0 | 0 | 0 | 0 | 0 | 0 | 0 | 0
7j | Solar (PV) |  |  | 0 | 0 | 0 | 0 | 0 | 0 | 0 | 0 | 0 | 0 | 0 | 0 | 0 | 0 | 0 | 0 | 0 | 0
7k | Biomass |  |  | 0 | 0 | 0 | 0 | 0 | 0 | 0.645 | 0.645 | 0.645 | 0.645 | 0.645 | 0.645 | 0.645 | 0.645 | 0.645 | 0.645 | 0.645 | 0.645
7l | other RES (apart from hydro, including tidal, wave, geothermal, waste renewable, CSP,…) |  |  | 0 | 0 | 0 | 0 | 0 | 0 | 0 | 0 | 0 | 0 | 0 | 0 | 0 | 0 | 0 | 0 | 0 | 0
7m | Hydro Run of River and Reservoir |  |  | 0.165 | 0.194 | 0.149 | 0.149 | 0.084 | 0.078 | 0.074 | 0.093 | 0.125 | 0.105 | 0.082 | 0.117 | 0.102 | 0.089 | 0.075 | 0.101 | 0.16 | 0.12
7n | Hydro pumping |  |  | 0.6 | 0.3 | 0.3 | 0.3 | 0.45 | 0.45 | 0.15 | 0.15 | 0.15 | 0.15 | 0.27 | 0.27 | 0.24 | 0.24 | 0.42 | 0.72 | 0.45 | 0.45
7o | Other non-RES (incl. not clearly identifiable energy sources) |  |  | 0 | 0 | 0 | 0 | 0 | 0 | 0 | 0 | 0 | 0 | 0 | 0 | 0 | 0 | 0 | 0 | 0 | 0
PART B : DATA FOR NORMAL CONDITIONS
8 | Non-usable capacity at reference point (all power stations including mothballed, authorization & technical & legal constraints, energy source unavailability etc. ) |  |  | 11.8952 | 11.9837 | 12.0471 | 11.9171 | 11.9524 | 11.9201 | 11.9833 | 12.0704 | 12.1784 | 12.1416 | 12.0993 | 12.0677 | 11.9738 | 11.908 | 11.8286 | 11.6753 | 11.5587 | 11.1744
8a | of which nuclear
8b | of which Lignite
8c | of which Hard Coal
8d | of which Gas
8e | of which Oil
8f | of which Oil Shale
8g | of which Fossil Peat
8h | of which onshore wind |  |  | 7.0089 | 7.0559 | 7.0839 | 7.0465 | 7.0494 | 7.0394 | 7.0735 | 7.0941 | 7.1272 | 7.0983 | 7.0663 | 7.0671 | 7.013 | 6.9979 | 6.9782 | 6.9039 | 6.8749 | 6.7461
8i | of which offshore wind |  |  | 4.8864 | 4.9278 | 4.9632 | 4.8706 | 4.9029 | 4.8807 | 4.9098 | 4.9764 | 5.0512 | 5.0432 | 5.033 | 5.0006 | 4.9607 | 4.9101 | 4.8504 | 4.7713 | 4.6838 | 4.4283
8j | of which Solar |  |  | 0 | 0 | 0 | 0 | 0 | 0 | 0 | 0 | 0 | 0 | 0 | 0 | 0 | 0 | 0 | 0 | 0 | 0
8k | of which Biomass
8l | of which other RES (apart from hydro)
8m | Hydro Run of River and Reservoir
8n | Hydro pumping
8o | of which other non-RES (incl. not clearly identifiable energy sources)
9 | Available capacity (9 = 6 - (7 + 8)) |  |  | 48.0178 | 47.3733 | 47.3849 | 49.8229 | 48.9846 | 47.3579 | 48.9437 | 49.8186 | 52.1266 | 51.4254 | 49.3157 | 49.3953 | 50.4322 | 50.939 | 51.9454 | 50.3717 | 52.8503 | 54.9016
10 | Outages: average expected value (all power stations) |  |  | 5.1634 | 5.0484 | 5.136 | 5.4012 | 5.2744 | 5.1304 | 5.3755 | 5.4311 | 5.6891 | 5.5392 | 5.2875 | 5.35 | 5.4318 | 5.4916 | 5.6396 | 5.4561 | 5.7472 | 5.9395
11 | System services reserve (one hour ahead of real time) |  |  | 0.9 | 0.9 | 0.9 | 0.9 | 0.9 | 0.9 | 0.9 | 0.9 | 0.9 | 0.9 | 0.9 | 0.9 | 0.9 | 0.9 | 0.9 | 0.9 | 0.9 | 0.9
12 | Reliably available capacity (12 = 9 - (10 + 11)) |  |  | 41.9543 | 41.4249 | 41.3489 | 43.5217 | 42.8103 | 41.3275 | 42.6681 | 43.4874 | 45.5375 | 44.9862 | 43.1282 | 43.1452 | 44.1005 | 44.5474 | 45.4059 | 44.0157 | 46.2031 | 48.0621
13 | Demand at reference point in time |  |  | 32.1816 | 32.4684 | 32.4573 | 32.5118 | 32.3497 | 32.5391 | 32.3537 | 32.5766 | 32.1456 | 31.5189 | 31.5601 | 32.1558 | 32.9644 | 33.6994 | 34.9977 | 35.7762 | 36.9085 | 37.6303
13b | Population average daily (24h) temperature (degrees Celsius) |  |  | 13.43 | 14.1098 | 14.7393 | 15.3077 | 15.8052 | 16.2228 | 16.5528 | 16.7888 | 16.926 | 16.9607 | 16.8911 | 16.7171 | 16.4399 | 16.0627 | 15.5905 | 15.0298 | 14.3889 | 13.6779
14a | Load reduction / demand side response available at reference point in time |  |  | 0 | 0 | 0 | 0 | 0 | 0 | 0 | 0 | 0 | 0 | 0 | 0 | 0 | 0 | 0 | 0 | 0 | 0
14b | Strategic reserves available at reference point in time |  |  | 0 | 0 | 0 | 0 | 0 | 0 | 0 | 0 | 0 | 0 | 0 | 0 | 0 | 0 | 0 | 0 | 0 | 0
15 | Net weekly load at reference point in time (15 = 13-14a) |  |  | 32.1816 | 32.4684 | 32.4573 | 32.5118 | 32.3497 | 32.5391 | 32.3537 | 32.5766 | 32.1456 | 31.5189 | 31.5601 | 32.1558 | 32.9644 | 33.6994 | 34.9977 | 35.7762 | 36.9085 | 37.6303
16 | Remaining capacity at reference point in time (16 = 12- 15) |  |  | 9.7728 | 8.9566 | 8.8916 | 11.0099 | 10.4605 | 8.7885 | 10.3144 | 10.9108 | 13.392 | 13.4674 | 11.5681 | 10.9894 | 11.1361 | 10.8479 | 10.4082 | 8.2395 | 9.2946 | 10.4318
B1 | Weekly peak load (unrestricted reference point in time) |  |  | 32.1816 | 32.4684 | 32.4573 | 32.5118 | 32.3497 | 32.5391 | 32.3537 | 32.5766 | 32.1456 | 31.5189 | 31.5601 | 32.1558 | 32.9644 | 33.6994 | 34.9977 | 35.7762 | 36.9085 | 37.6303
B2 | Daily hour of expected weekly peak load (CET for winter, but CEST for last week; CEST for summer) |  |  | 19:00 | 19:00 | 19:00 | 19:00 | 19:00 | 19:00 | 19:00 | 19:00 | 19:00 | 19:00 | 19:00 | 19:00 | 19:00 | 19:00 | 19:00 | 19:00 | 19:00 | 19:00
.
PART C : DATA FOR SEVERE CONDITIONS
17 | Non-usable capacity at reference point (all power stations including mothballed, authorization & technical & legal constraints, energy source unavailability etc. ) |  |  | 14.1168 | 14.1572 | 14.1774 | 14.1737 | 14.1683 | 14.1609 | 14.1688 | 14.1707 | 14.1823 | 14.1944 | 14.2054 | 14.2247 | 14.2555 | 14.2632 | 14.2588 | 14.2729 | 14.273 | 14.2455
17a | of which nuclear
17b | of which Lignite
17c | of which Hard Coal
17d | of which Gas
17e | of which Oil
17f | of which Oil Shale
17g | of which Fossil Peat
17h | of which onshore wind |  |  | 7.8253 | 7.8355 | 7.8396 | 7.8379 | 7.8416 | 7.8429 | 7.8454 | 7.8495 | 7.8526 | 7.8593 | 7.8648 | 7.8705 | 7.8788 | 7.8788 | 7.8714 | 7.8735 | 7.8733 | 7.862
17i | of which offshore wind |  |  | 6.2914 | 6.3217 | 6.3378 | 6.3359 | 6.3267 | 6.318 | 6.3234 | 6.3212 | 6.3296 | 6.3351 | 6.3406 | 6.3542 | 6.3767 | 6.3844 | 6.3874 | 6.3994 | 6.3997 | 6.3835
17j | of which Solar |  |  | 0 | 0 | 0 | 0 | 0 | 0 | 0 | 0 | 0 | 0 | 0 | 0 | 0 | 0 | 0 | 0 | 0 | 0
17k | of which Biomass
17l | of which other RES (apart from hydro)
17m | Hydro Run of River and Reservoir
17n | Hydro pumping
17o | of which other non-RES (incl. not clearly identifiable energy sources)
18 | Available capacity (18 = 6 - (7 + 17)) |  |  | 45.7962 | 45.1998 | 45.2546 | 47.5663 | 46.7687 | 45.1171 | 46.7582 | 47.7183 | 50.1227 | 49.3726 | 47.2096 | 47.2383 | 48.1505 | 48.5838 | 49.5152 | 47.7741 | 50.136 | 51.8305
19 | Outages: average expected value (all power stations) under SEVERE conditions |  |  | 5.1634 | 5.0484 | 5.136 | 5.4012 | 5.2744 | 5.1304 | 5.3755 | 5.4311 | 5.6891 | 5.5392 | 5.2875 | 5.35 | 5.4318 | 5.4916 | 5.6396 | 5.4561 | 5.7472 | 5.9395
20 | System services reserve (one hour ahead of real time) under SEVERE conditions |  |  | 0.9 | 0.9 | 0.9 | 0.9 | 0.9 | 0.9 | 0.9 | 0.9 | 0.9 | 0.9 | 0.9 | 0.9 | 0.9 | 0.9 | 0.9 | 0.9 | 0.9 | 0.9
21 | Reliably available capacity under SEVERE conditions (21 = 18 - (19 + 20)) |  |  | 39.7328 | 39.2514 | 39.2185 | 41.265 | 40.5944 | 39.0867 | 40.4827 | 41.3872 | 43.5337 | 42.9334 | 41.022 | 40.9883 | 41.8187 | 42.1921 | 42.9756 | 41.418 | 43.4888 | 44.9911
22 | Demand at reference point in time under SEVERE conditions (one in 20 year) |  |  | 33.6816 | 33.9684 | 33.9573 | 34.0118 | 33.8497 | 34.0391 | 33.8537 | 34.0766 | 33.6456 | 33.0189 | 33.0601 | 33.6558 | 34.4644 | 35.1994 | 36.4977 | 37.2762 | 38.4085 | 39.1303
23a | Load reduction / demand side response available at reference point in time under SEVERE conditions |  |  | 0 | 0 | 0 | 0 | 0 | 0 | 0 | 0 | 0 | 0 | 0 | 0 | 0 | 0 | 0 | 0 | 0 | 0
23b | Strategic reserves available at reference point in time under SEVERE conditions |  |  | 0 | 0 | 0 | 0 | 0 | 0 | 0 | 0 | 0 | 0 | 0 | 0 | 0 | 0 | 0 | 0 | 0 | 0
24 | Net weekly peak load for SEVERE conditions (24 = 22-23a) |  |  | 33.6816 | 33.9684 | 33.9573 | 34.0118 | 33.8497 | 34.0391 | 33.8537 | 34.0766 | 33.6456 | 33.0189 | 33.0601 | 33.6558 | 34.4644 | 35.1994 | 36.4977 | 37.2762 | 38.4085 | 39.1303
25 | Remaining capacity for SEVERE conditions (25 = 21-24) |  |  | 6.0512 | 5.2831 | 5.2612 | 7.2532 | 6.7446 | 5.0476 | 6.629 | 7.3106 | 9.8881 | 9.9145 | 7.962 | 7.3325 | 7.3543 | 6.9927 | 6.4779 | 4.1418 | 5.0803 | 5.8607
C1 | Weekly peak load under SEVERE conditions (unrestricted reference point in time) |  |  | 33.6816 | 33.9684 | 33.9573 | 34.0118 | 33.8497 | 34.0391 | 33.8537 | 34.0766 | 33.6456 | 33.0189 | 33.0601 | 33.6558 | 34.4644 | 35.1994 | 36.4977 | 37.2762 | 38.4085 | 39.1303
C2 | Daily hour of expected weekly peak load (CET for winter, but CEST for last week; CEST for summer) |  |  | 19:00 | 19:00 | 19:00 | 19:00 | 19:00 | 19:00 | 19:00 | 19:00 | 19:00 | 19:00 | 19:00 | 19:00 | 19:00 | 19:00 | 19:00 | 19:00 | 19:00 | 19:00
PART D: ADDITIONAL INFORMATION FOR INTERCONNECTORS (at synchronous peak)
31 | Simultaneous importable capacity |  | From | 5 | 4 | 4.5 | 3.5 | 4 | 5 | 5 | 5 | 5 | 5 | 5 | 5 | 4 | 5 | 5 | 5 | 4.5 | 5
32 | Simultaneous exportable capacity |  | To | 5 | 4 | 4.5 | 3.5 | 4 | 5 | 5 | 5 | 5 | 5 | 5 | 5 | 4 | 5 | 5 | 5 | 4.5 | 5
| The off-peak dates are related to Sunday of each week |  |  | 2019-06-02 | 2019-06-09 | 2019-06-16 | 2019-06-23 | 2019-06-30 | 2019-07-07 | 2019-07-14 | 2019-07-21 | 2019-07-28 | 2019-08-04 | 2019-08-11 | 2019-08-18 | 2019-08-25 | 2019-09-01 | 2019-09-08 | 2019-09-15 | 2019-09-22 | 2019-09-29
| WEEK |  |  | 22 | 23 | 24 | 25 | 26 | 27 | 28 | 29 | 30 | 31 | 32 | 33 | 34 | 35 | 36 | 37 | 38 | 39
| Time (CET for winter, but CEST for last week of winter; CEST for summer) |  |  | 5:00 | 5:00 | 5:00 | 5:00 | 5:00 | 5:00 | 5:00 | 5:00 | 5:00 | 5:00 | 5:00 | 5:00 | 5:00 | 5:00 | 5:00 | 5:00 | 5:00 | 5:00
PART E: ADDITIONAL INFORMATION FOR NIGHT MIN DEMAND CONDITIONS
33 | Weekly Minimum Demand (overnight valley minimum) |  |  | 18.137 | 18.1109 | 18.1087 | 18.037 | 18.0789 | 18.129 | 18.3571 | 18.3766 | 18.13 | 17.9204 | 18.111 | 18.3229 | 18.4666 | 18.1824 | 18.2997 | 18.4461 | 18.589 | 18.5815
34 | Must Run Generation (excluding wind/run of river) |  |  | 7.571 | 7.829 | 6.726 | 7.224 | 7.742 | 6.72 | 6.124 | 7.108 | 7.896 | 8.675 | 8.421 | 7.602 | 8.158 | 8.127 | 7.947 | 7.693 | 7.587 | 7.953
35 | Run of river generation (Must Run) |  |  | 0.1 | 0.1 | 0.1 | 0.1 | 0.1 | 0.1 | 0.1 | 0.1 | 0.1 | 0.1 | 0.1 | 0.1 | 0.1 | 0.1 | 0.1 | 0.1 | 0.1 | 0.1
36 | Downward balancing reserves (FCR, FRR) |  |  | 2.1 | 2.1 | 2.1 | 2.1 | 2.1 | 2.1 | 2.1 | 2.1 | 2.1 | 2.1 | 2.1 | 2.1 | 2.1 | 2.1 | 2.1 | 2.1 | 2.1 | 2.1
37 | Pumping Storage Capacity available (Power) |  |  | 2.1 | 2.1 | 2.1 | 2.1 | 2.1 | 2.1 | 2.1 | 2.1 | 2.1 | 2.1 | 2.1 | 2.1 | 2.1 | 2.1 | 2.1 | 2.1 | 2.1 | 2.1
38a | Highest expected onshore wind generation running |  |  | 2.7904 | 2.6659 | 2.5635 | 2.5063 | 2.4491 | 2.3252 | 2.2446 | 2.3309 | 2.3238 | 2.5039 | 2.711 | 2.8587 | 3.231 | 3.5816 | 3.8747 | 4.0098 | 4.264 | 4.2648
38b | Highest expected offshore wind generation running |  |  | 5.127 | 5.0856 | 4.9643 | 4.9269 | 4.8994 | 4.7418 | 4.7091 | 4.717 | 4.6361 | 4.6801 | 4.8101 | 4.9948 | 5.1976 | 5.5101 | 5.625 | 5.6861 | 5.7656 | 5.7429
39 | DOWNWARD REGULATION CAPABILITIES: 39 = (33+37)-(34+35+36+38a+38b)) |  |  | 2.5486 | 2.4304 | 3.7549 | 3.2798 | 2.8884 | 4.242 | 5.1794 | 4.1206 | 3.1742 | 1.9613 | 2.0688 | 2.7674 | 1.78 | 0.86371 | 0.75292 | 0.95717 | 0.87245 | 0.52079
PART Ebis: ADDITIONAL INFORMATION FOR INTERCONNECTORS
Transportable capacity at night minimum demand conditions (high wind conditions)
40 | Simultaneous importable capacity |  | From | 5 | 4 | 4.5 | 3.5 | 4 | 5 | 5 | 5 | 5 | 5 | 5 | 5 | 4 | 5 | 5 | 5 | 4.5 | 5
41 | Simultaneous exportable capacity |  | To | 5 | 4 | 4.5 | 3.5 | 4 | 5 | 5 | 5 | 5 | 5 | 5 | 5 | 4 | 5 | 5 | 5 | 4.5 | 5
| Time (CET for winter, but CEST for last week of winter; CEST for summer) |  |  | 11:00 | 11:00 | 11:00 | 11:00 | 11:00 | 11:00 | 11:00 | 11:00 | 11:00 | 11:00 | 11:00 | 11:00 | 11:00 | 11:00 | 11:00 | 11:00 | 11:00 | 11:00
PART F: ADDITIONAL INFORMATION FOR DAYTIME MIN DEMAND CONDITIONS
42 | Weekly Minimum Daytime Demand (Sunday low peak + solar) |  |  | 23.582 | 23.788 | 23.69 | 23.774 | 23.732 | 23.797 | 23.743 | 23.736 | 23.27 | 23.201 | 23.379 | 23.827 | 23.665 | 24.554 | 25.049 | 25.513 | 25.828 | 26.22
43 | Must Run Generation (excluding wind/PV/run of river) |  |  | 7.571 | 7.829 | 6.726 | 7.224 | 7.742 | 6.72 | 6.124 | 7.108 | 7.896 | 8.675 | 8.421 | 7.602 | 8.158 | 8.127 | 7.947 | 7.693 | 7.587 | 7.953
44 | Run of river generation (Must Run) |  |  | 0.1 | 0.1 | 0.1 | 0.1 | 0.1 | 0.1 | 0.1 | 0.1 | 0.1 | 0.1 | 0.1 | 0.1 | 0.1 | 0.1 | 0.1 | 0.1 | 0.1 | 0.1
45 | Downward balancing reserves (FCR, FRR) |  |  | 2.1 | 2.1 | 2.1 | 2.1 | 2.1 | 2.1 | 2.1 | 2.1 | 2.1 | 2.1 | 2.1 | 2.1 | 2.1 | 2.1 | 2.1 | 2.1 | 2.1 | 2.1
46 | Pumping Storage Capacity available (Power) |  |  | 2.1 | 2.1 | 2.1 | 2.1 | 2.1 | 2.1 | 2.1 | 2.1 | 2.1 | 2.1 | 2.1 | 2.1 | 2.1 | 2.1 | 2.1 | 2.1 | 2.1 | 2.1
47a | Highest expected onshore wind generation running |  |  | 3.0431 | 2.9091 | 2.886 | 2.8148 | 2.8 | 2.628 | 2.5301 | 2.5373 | 2.5552 | 2.6758 | 2.9138 | 3.2022 | 3.4904 | 3.9418 | 4.1573 | 4.1993 | 4.5094 | 4.4038
47b | Highest expected offshore wind generation running |  |  | 4.8036 | 4.6368 | 4.4729 | 4.4101 | 4.4101 | 4.2586 | 4.2678 | 4.301 | 4.2675 | 4.3669 | 4.515 | 4.6833 | 4.8976 | 5.2088 | 5.4074 | 5.4643 | 5.5696 | 5.5255
48 | Highest expected solar PV running |  |  | 0 | 0 | 0 | 0 | 0 | 0 | 0 | 0 | 0 | 0 | 0 | 0 | 0 | 0 | 0 | 0 | 0 | 0
49 | DOWNWARD REGULATION CAPABILITIES: 49 = (42+46)-(43+44+45+47a+47b+48a+48b) |  |  | 8.0643 | 8.3131 | 9.505 | 9.2252 | 8.68 | 10.0904 | 10.7211 | 9.6897 | 8.4513 | 7.3833 | 7.4292 | 8.2395 | 7.019 | 7.1764 | 7.4373 | 8.0564 | 8.062 | 8.2378
PART Fbis: ADDITIONAL INFORMATION FOR INTERCONNECTORS
Transportable capacity at daytime minimum demand conditions (high wind and high solar conditions)
50 | Simultaneous importable capacity |  | From | 5 | 4 | 4.5 | 3.5 | 4 | 5 | 5 | 5 | 5 | 5 | 5 | 5 | 4 | 5 | 5 | 5 | 4.5 | 5
51 | Simultaneous exportable capacity |  | To | 5 | 4 | 4.5 | 3.5 | 4 | 5 | 5 | 5 | 5 | 5 | 5 | 5 | 4 | 5 | 5 | 5 | 4.5 | 5

## FR
Summer Outlook Report 2019
[18 empty] | Expected annual consumption change (compared to 2017) | 0%
| Power Data (all entries are assumed to be >0) |  |  | Countrycode: |  | FR | [6 empty] | Heating if temperature below: | 17.8687 |  |  |  | Cooling if temperature above: | 22.8687
| (Net values in GW, at a synchronous time every week) |  |  | Countryname: |  | France | [6 empty] | Heating saturation temperature: | -10 |  |  |  | Cooling saturation temperature: | not detected
[13 empty] | Temperature sensitivity in heating [MW/ ͦC] | -2262.621 |  |  |  | Temperature sensitivity in cooling [MW/ ͦC] | 500
| The peak dates are related to Wednesday of each week |  |  | 2019-05-29 | 2019-06-05 | 2019-06-12 | 2019-06-19 | 2019-06-26 | 2019-07-03 | 2019-07-10 | 2019-07-17 | 2019-07-24 | 2019-07-31 | 2019-08-07 | 2019-08-14 | 2019-08-21 | 2019-08-28 | 2019-09-04 | 2019-09-11 | 2019-09-18 | 2019-09-25
| WEEK |  |  | 22 | 23 | 24 | 25 | 26 | 27 | 28 | 29 | 30 | 31 | 32 | 33 | 34 | 35 | 36 | 37 | 38 | 39
| Time (CET for winter, but CEST last week; CEST for summer) |  |  | 19:00 | 19:00 | 19:00 | 19:00 | 19:00 | 19:00 | 19:00 | 19:00 | 19:00 | 19:00 | 19:00 | 19:00 | 19:00 | 19:00 | 19:00 | 19:00 | 19:00 | 19:00
Line | PART A : INDIGENOUS NATIONAL GENERATION | Severe conditions Average Forced Outage Rate | Normal conditions Average Forced Outage Rate
Net generating capacity:
1 | Nuclear Power | 0% | 0% | 63.13 | 63.13 | 63.13 | 63.13 | 63.13 | 63.13 | 63.13 | 63.13 | 63.13 | 63.13 | 63.13 | 63.13 | 63.13 | 63.13 | 63.13 | 63.13 | 63.13 | 63.13
2 | Fossil Fuels |  |  | 11.936 | 11.936 | 11.936 | 11.936 | 11.936 | 11.936 | 11.936 | 11.936 | 11.936 | 11.936 | 11.936 | 11.936 | 11.936 | 11.936 | 11.936 | 11.936 | 11.936 | 11.936
2a | of which Lignite | 0% | 0% | 0 | 0 | 0 | 0 | 0 | 0 | 0 | 0 | 0 | 0 | 0 | 0 | 0 | 0 | 0 | 0 | 0 | 0
2b | of which Hard Coal | 0% | 0% | 2.93 | 2.93 | 2.93 | 2.93 | 2.93 | 2.93 | 2.93 | 2.93 | 2.93 | 2.93 | 2.93 | 2.93 | 2.93 | 2.93 | 2.93 | 2.93 | 2.93 | 2.93
2c | of which Gas | 0% | 0% | 6.681 | 6.681 | 6.681 | 6.681 | 6.681 | 6.681 | 6.681 | 6.681 | 6.681 | 6.681 | 6.681 | 6.681 | 6.681 | 6.681 | 6.681 | 6.681 | 6.681 | 6.681
2d | of which Oil | 0% | 0% | 2.325 | 2.325 | 2.325 | 2.325 | 2.325 | 2.325 | 2.325 | 2.325 | 2.325 | 2.325 | 2.325 | 2.325 | 2.325 | 2.325 | 2.325 | 2.325 | 2.325 | 2.325
2e | of which Oil Shale | 0% | 0% | 0 | 0 | 0 | 0 | 0 | 0 | 0 | 0 | 0 | 0 | 0 | 0 | 0 | 0 | 0 | 0 | 0 | 0
2f | of which Fossil Peat | 0% | 0% | 0 | 0 | 0 | 0 | 0 | 0 | 0 | 0 | 0 | 0 | 0 | 0 | 0 | 0 | 0 | 0 | 0 | 0
3 | Renewable Energy Sources (other than hydro) |  |  | 24.36 | 24.36 | 24.36 | 24.36 | 24.36 | 24.36 | 24.36 | 24.36 | 24.36 | 24.36 | 24.36 | 24.36 | 24.36 | 24.36 | 24.36 | 24.36 | 24.36 | 24.36
3a | of which onshore wind | 0% | 0% | 14.95 | 14.95 | 14.95 | 14.95 | 14.95 | 14.95 | 14.95 | 14.95 | 14.95 | 14.95 | 14.95 | 14.95 | 14.95 | 14.95 | 14.95 | 14.95 | 14.95 | 14.95
3b | of which offshore wind | 0% | 0% | 0.2 | 0.2 | 0.2 | 0.2 | 0.2 | 0.2 | 0.2 | 0.2 | 0.2 | 0.2 | 0.2 | 0.2 | 0.2 | 0.2 | 0.2 | 0.2 | 0.2 | 0.2
3c | of which Solar (PV) | 0% | 0% | 8.8 | 8.8 | 8.8 | 8.8 | 8.8 | 8.8 | 8.8 | 8.8 | 8.8 | 8.8 | 8.8 | 8.8 | 8.8 | 8.8 | 8.8 | 8.8 | 8.8 | 8.8
3d | of which Biomass | 0% | 0% | 0.17 | 0.17 | 0.17 | 0.17 | 0.17 | 0.17 | 0.17 | 0.17 | 0.17 | 0.17 | 0.17 | 0.17 | 0.17 | 0.17 | 0.17 | 0.17 | 0.17 | 0.17
3e | of which other RES (e.g. tidal, wave, geothermal, RES waste, CSP) | 0% | 0% | 0.24 | 0.24 | 0.24 | 0.24 | 0.24 | 0.24 | 0.24 | 0.24 | 0.24 | 0.24 | 0.24 | 0.24 | 0.24 | 0.24 | 0.24 | 0.24 | 0.24 | 0.24
4a | Hydro Run of River and Reservoir | 0% | 0% | 18.6036 | 18.6036 | 18.6036 | 18.6036 | 18.6036 | 18.6036 | 18.6036 | 18.6036 | 18.6036 | 18.6036 | 18.6036 | 18.6036 | 18.6036 | 18.6036 | 18.6036 | 18.6036 | 18.6036 | 18.6036
4b | Hydro pumping | 0% | 0% | 4.975 | 4.975 | 4.975 | 4.975 | 4.975 | 4.975 | 4.975 | 4.975 | 4.975 | 4.975 | 4.975 | 4.975 | 4.975 | 4.975 | 4.975 | 4.975 | 4.975 | 4.975
5 | Other non-RES (e.g. CHP non-renewable, waste non-renewable) | 0% | 0% | 5.75 | 5.75 | 5.75 | 5.75 | 5.75 | 5.75 | 5.75 | 5.75 | 5.75 | 5.75 | 5.75 | 5.75 | 5.75 | 5.75 | 5.75 | 5.75 | 5.75 | 5.75
6 | Total Net generating capacity (6 = 1+2+3+4a+4b+5) |  |  | 128.7546 | 128.7546 | 128.7546 | 128.7546 | 128.7546 | 128.7546 | 128.7546 | 128.7546 | 128.7546 | 128.7546 | 128.7546 | 128.7546 | 128.7546 | 128.7546 | 128.7546 | 128.7546 | 128.7546 | 128.7546
7 | Maintenance & Overhauls (planned outages) |  |  | 20.4044 | 21.6735 | 21.5141 | 20.0624 | 17.1752 | 17.1652 | 16.2097 | 15.2018 | 17.4168 | 18.1268 | 19.4218 | 19.5818 | 17.7147 | 15.1497 | 15.1395 | 17.7038 | 15.897 | 16.582
7a | Nuclear Power |  |  | 15.745 | 17.165 | 17.14 | 16.225 | 13.985 | 14.41 | 13.495 | 13.075 | 15.87 | 16.58 | 17.465 | 17.445 | 14.41 | 12.015 | 12.02 | 14.27 | 12.935 | 13.85
7b | Lignite |  |  | 0 | 0 | 0 | 0 | 0 | 0 | 0 | 0 | 0 | 0 | 0 | 0 | 0 | 0 | 0 | 0 | 0 | 0
7c | Hard Coal |  |  | 1.16 | 1.16 | 1.16 | 1.16 | 0.58 | 0.58 | 0.58 | 0.58 | 0 | 0 | 0 | 0.59 | 1.17 | 0.58 | 0.58 | 0.58 | 0.58 | 0.58
7d | Gas |  |  | 2.2829 | 2.132 | 1.9159 | 1.4609 | 1.2339 | 0.7989 | 0.84 | 0.412 | 0.412 | 0.412 | 0.822 | 0.412 | 0.84 | 1.26 | 0.996 | 1.47 | 0.814 | 0.584
7e | Oil |  |  | 1.2165 | 1.2165 | 1.2982 | 1.2165 | 1.3763 | 1.3763 | 1.2947 | 1.1348 | 1.1348 | 1.1348 | 1.1348 | 1.1348 | 1.2947 | 1.2947 | 1.5435 | 1.3838 | 1.568 | 1.568
7f | Oil Shale |  |  | 0 | 0 | 0 | 0 | 0 | 0 | 0 | 0 | 0 | 0 | 0 | 0 | 0 | 0 | 0 | 0 | 0 | 0
7g | Fossil Peat |  |  | 0 | 0 | 0 | 0 | 0 | 0 | 0 | 0 | 0 | 0 | 0 | 0 | 0 | 0 | 0 | 0 | 0 | 0
7h | Onshore Wind |  |  | 0 | 0 | 0 | 0 | 0 | 0 | 0 | 0 | 0 | 0 | 0 | 0 | 0 | 0 | 0 | 0 | 0 | 0
7i | Offshore Wind |  |  | 0 | 0 | 0 | 0 | 0 | 0 | 0 | 0 | 0 | 0 | 0 | 0 | 0 | 0 | 0 | 0 | 0 | 0
7j | Solar (PV) |  |  | 0 | 0 | 0 | 0 | 0 | 0 | 0 | 0 | 0 | 0 | 0 | 0 | 0 | 0 | 0 | 0 | 0 | 0
7k | Biomass |  |  | 0 | 0 | 0 | 0 | 0 | 0 | 0 | 0 | 0 | 0 | 0 | 0 | 0 | 0 | 0 | 0 | 0 | 0
7l | other RES (apart from hydro, including tidal, wave, geothermal, waste renewable, CSP,…) |  |  | 0 | 0 | 0 | 0 | 0 | 0 | 0 | 0 | 0 | 0 | 0 | 0 | 0 | 0 | 0 | 0 | 0 | 0
7m | Hydro Run of River and Reservoir |  |  | 0 | 0 | 0 | 0 | 0 | 0 | 0 | 0 | 0 | 0 | 0 | 0 | 0 | 0 | 0 | 0 | 0 | 0
7n | Hydro pumping |  |  | 0 | 0 | 0 | 0 | 0 | 0 | 0 | 0 | 0 | 0 | 0 | 0 | 0 | 0 | 0 | 0 | 0 | 0
7o | Other non-RES (incl. not clearly identifiable energy sources) |  |  | 0 | 0 | 0 | 0 | 0 | 0 | 0 | 0 | 0 | 0 | 0 | 0 | 0 | 0 | 0 | 0 | 0 | 0
PART B : DATA FOR NORMAL CONDITIONS
8 | Non-usable capacity at reference point (all power stations including mothballed, authorization & technical & legal constraints, energy source unavailability etc. ) |  |  | 35.1727 | 35.0759 | 35.7719 | 36.4729 | 37.6738 | 39.2771 | 40.0545 | 40.7929 | 39.5366 | 40.7669 | 40.983 | 40.6759 | 42.5536 | 42.5135 | 40.7904 | 40.161 | 41.1779 | 40.8154
8a | of which nuclear |  |  | 3.0337 | 2.6765 | 3.0017 | 2.688 | 4.1541 | 4.7368 | 5.023 | 5.2208 | 4.2723 | 4.7363 | 4.9366 | 4.5285 | 6.2017 | 6.2429 | 4.7995 | 3.5941 | 4.5038 | 3.6269
8b | of which Lignite
8c | of which Hard Coal |  |  | 0.1773 | 0.1773 | 0.1773 | 0.1773 | 0.2353 | 0.2353 | 0.2353 | 0.2353 | 0.2875 | 0.2875 | 0.2875 | 0.2462 | 0.1998 | 0.2411 | 0.2411 | 0.2411 | 0.2411 | 0.2411
8d | of which Gas |  |  | 0.38 | 0.4126 | 0.4475 | 0.4438 | 0.4532 | 0.4793 | 0.4727 | 0.4984 | 0.4984 | 0.4984 | 0.4697 | 0.4984 | 0.4727 | 0.4517 | 0.4675 | 0.4419 | 0.4826 | 0.4964
8e | of which Oil
8f | of which Oil Shale
8g | of which Fossil Peat
8h | of which onshore wind |  |  | 12.955 | 13.0751 | 13.0941 | 13.2237 | 13.2381 | 13.2134 | 13.2722 | 13.3014 | 13.3915 | 13.4982 | 13.5388 | 13.4635 | 13.3816 | 13.2905 | 13.0649 | 13.0177 | 12.9844 | 12.7366
8i | of which offshore wind |  |  | 0.14156 | 0.14307 | 0.14367 | 0.14549 | 0.14557 | 0.14642 | 0.14739 | 0.14921 | 0.15274 | 0.15574 | 0.15708 | 0.15642 | 0.15527 | 0.15344 | 0.14833 | 0.14789 | 0.14747 | 0.14314
8j | of which Solar |  |  | 6.9587 | 6.9087 | 6.8568 | 6.8113 | 6.7736 | 6.7527 | 6.7509 | 6.7638 | 6.8006 | 6.8589 | 6.939 | 7.042 | 7.1578 | 7.3117 | 7.4588 | 7.662 | 7.8658 | 8.052
8k | of which Biomass
8l | of which other RES (apart from hydro)
8m | Hydro Run of River and Reservoir |  |  | 5.7727 | 6.0146 | 6.3143 | 7.1438 | 7.1559 | 8.1338 | 8.3429 | 8.6824 | 8.3835 | 9.1156 | 9.1363 | 9.2229 | 9.4667 | 9.3702 | 9.2226 | 9.4168 | 9.1783 | 9.5047
8n | Hydro pumping |  |  | 3.0912 | 3.0055 | 3.0741 | 3.1769 | 3.0055 | 3.0669 | 3.2976 | 3.4291 | 3.2376 | 3.1037 | 3.0055 | 3.0055 | 3.0055 | 2.9395 | 2.8752 | 3.127 | 3.2619 | 3.509
8o | of which other non-RES (incl. not clearly identifiable energy sources) |  |  | 2.6625 | 2.6625 | 2.6625 | 2.6625 | 2.5125 | 2.5125 | 2.5125 | 2.5125 | 2.5125 | 2.5125 | 2.5125 | 2.5125 | 2.5125 | 2.5125 | 2.5125 | 2.5125 | 2.5125 | 2.5056
9 | Available capacity (9 = 6 - (7 + 8)) |  |  | 73.1776 | 72.0052 | 71.4686 | 72.2194 | 73.9057 | 72.3124 | 72.4904 | 72.76 | 71.8012 | 69.8609 | 68.3498 | 68.497 | 68.4863 | 71.0914 | 72.8247 | 70.8899 | 71.6797 | 71.3572
10 | Outages: average expected value (all power stations) |  |  | 0 | 0 | 0 | 0 | 0 | 0 | 0 | 0 | 0 | 0 | 0 | 0 | 0 | 0 | 0 | 0 | 0 | 0
11 | System services reserve (one hour ahead of real time) |  |  | 1.85 | 1.85 | 1.85 | 1.85 | 1.85 | 1.85 | 1.85 | 1.85 | 1.85 | 1.85 | 1.85 | 1.85 | 1.85 | 1.85 | 1.85 | 1.85 | 1.85 | 1.85
12 | Reliably available capacity (12 = 9 - (10 + 11)) |  |  | 71.3276 | 70.1552 | 69.6186 | 70.3694 | 72.0557 | 70.4624 | 70.6404 | 70.91 | 69.9512 | 68.0109 | 66.4998 | 66.647 | 66.6363 | 69.2414 | 70.9747 | 69.0399 | 69.8297 | 69.5072
13 | Demand at reference point in time |  |  | 50.7504 | 50.8 | 51.0879 | 51.397 | 51.6942 | 52.0478 | 52.233 | 52.3822 | 52.1317 | 49.505 | 46.2542 | 45.3807 | 47.6801 | 50.3721 | 51.0462 | 50.7952 | 51.5072 | 51.324
13b | Population average daily (24h) temperature (degrees Celsius) |  |  | 16.7943 | 17.5734 | 18.2884 | 18.928 | 19.4818 | 19.9401 | 20.2946 | 20.5381 | 20.6647 | 20.6702 | 20.5518 | 20.3084 | 19.9407 | 19.4514 | 18.8451 | 18.1283 | 17.3098 | 16.4007
14a | Load reduction / demand side response available at reference point in time |  |  | 1.2 | 1.2 | 1.2 | 1.2 | 1.2 | 1.2 | 1.2 | 1.2 | 1.2 | 1.2 | 1.2 | 1.2 | 1.2 | 1.2 | 1.2 | 1.2 | 1.2 | 1.2
14b | Strategic reserves available at reference point in time
15 | Net weekly load at reference point in time (15 = 13-14a) |  |  | 49.5504 | 49.6 | 49.8879 | 50.197 | 50.4942 | 50.8478 | 51.033 | 51.1822 | 50.9317 | 48.305 | 45.0542 | 44.1807 | 46.4801 | 49.172 | 49.8462 | 49.5952 | 50.3072 | 50.124
16 | Remaining capacity at reference point in time (16 = 12- 15) |  |  | 21.7772 | 20.5552 | 19.7307 | 20.1724 | 21.5615 | 19.6146 | 19.6074 | 19.7278 | 19.0195 | 19.706 | 21.4457 | 22.4663 | 20.1563 | 20.0693 | 21.1286 | 19.4447 | 19.5225 | 19.3832
B1 | Weekly peak load (unrestricted reference point in time) |  |  | 55.0339 | 54.7247 | 54.997 | 55.3848 | 55.4429 | 56.1432 | 56.142 | 56.4058 | 55.9758 | 53.4147 | 49.981 | 49.4955 | 51.7307 | 54.6083 | 54.8362 | 54.3821 | 54.9421 | 54.8191
B2 | Daily hour of expected weekly peak load (CET for winter, but CEST for last week; CEST for summer) |  |  | 13:00 | 13:00 | 13:00 | 13:00 | 13:00 | 13:00 | 13:00 | 13:00 | 13:00 | 13:00 | 13:00 | 13:00 | 13:00 | 13:00 | 13:00 | 13:00 | 13:00 | 13:00
.
PART C : DATA FOR SEVERE CONDITIONS
17 | Non-usable capacity at reference point (all power stations including mothballed, authorization & technical & legal constraints, energy source unavailability etc. ) |  |  | 44.8189 | 43.9148 | 44.6461 | 45.4102 | 46.8765 | 49.1461 | 49.4257 | 50.3914 | 49.6999 | 50.1486 | 50.4402 | 50.6529 | 52.7578 | 52.8795 | 50.9411 | 49.4459 | 50.5681 | 50.4468
17a | of which nuclear |  |  | 9.1831 | 8.1504 | 8.5492 | 8.2905 | 10.0808 | 11.2673 | 11.0452 | 11.4055 | 10.5709 | 10.3579 | 10.6244 | 10.6589 | 12.5477 | 12.7064 | 10.8431 | 8.6964 | 9.7535 | 8.9449
17b | of which Lignite
17c | of which Hard Coal |  |  | 0.1773 | 0.1773 | 0.1773 | 0.1773 | 0.2353 | 0.2353 | 0.2353 | 0.2353 | 0.2875 | 0.2875 | 0.2875 | 0.2462 | 0.1998 | 0.2411 | 0.2411 | 0.2411 | 0.2411 | 0.2411
17d | of which Gas |  |  | 0.7758 | 0.8036 | 0.7673 | 0.8922 | 0.853 | 0.9225 | 1.0054 | 1.1155 | 1.6433 | 1.6433 | 1.6146 | 1.6433 | 1.5332 | 1.4932 | 1.4911 | 1.5103 | 1.4981 | 1.4757
17e | of which Oil
17f | of which Oil Shale
17g | of which Fossil Peat
17h | of which onshore wind |  |  | 14.5851 | 14.5966 | 14.6261 | 14.6405 | 14.6598 | 14.6686 | 14.6718 | 14.701 | 14.7036 | 14.7223 | 14.7467 | 14.7273 | 14.7202 | 14.6848 | 14.6298 | 14.6473 | 14.6483 | 14.6385
17i | of which offshore wind |  |  | 0.19246 | 0.1926 | 0.19288 | 0.19258 | 0.19289 | 0.19333 | 0.19329 | 0.19394 | 0.19437 | 0.19501 | 0.19541 | 0.19555 | 0.19539 | 0.19535 | 0.19498 | 0.19575 | 0.19589 | 0.19564
17j | of which Solar |  |  | 7.3787 | 7.3117 | 7.2825 | 7.2338 | 7.1808 | 7.1458 | 7.1216 | 7.1161 | 7.1666 | 7.2107 | 7.3172 | 7.4408 | 7.5767 | 7.7364 | 7.9307 | 8.0987 | 8.2786 | 8.4316
17k | of which Biomass
17l | of which other RES (apart from hydro)
17m | Hydro Run of River and Reservoir |  |  | 6.7727 | 7.0146 | 7.3143 | 8.1438 | 8.1559 | 9.1338 | 9.3429 | 9.6824 | 9.3835 | 10.1156 | 10.1363 | 10.2229 | 10.4667 | 10.3702 | 10.2226 | 10.4168 | 10.1783 | 10.5047
17n | Hydro pumping |  |  | 3.0912 | 3.0055 | 3.0741 | 3.1769 | 3.0055 | 3.0669 | 3.2976 | 3.4291 | 3.2376 | 3.1037 | 3.0055 | 3.0055 | 3.0055 | 2.9395 | 2.8752 | 3.127 | 3.2619 | 3.509
17o | of which other non-RES (incl. not clearly identifiable energy sources) |  |  | 2.6625 | 2.6625 | 2.6625 | 2.6625 | 2.5125 | 2.5125 | 2.5125 | 2.5125 | 2.5125 | 2.5125 | 2.5125 | 2.5125 | 2.5125 | 2.5125 | 2.5125 | 2.5125 | 2.5125 | 2.5056
18 | Available capacity (18 = 6 - (7 + 17)) |  |  | 63.5313 | 63.1663 | 62.5944 | 63.282 | 64.7029 | 62.4433 | 63.1193 | 63.1615 | 61.638 | 60.4793 | 58.8927 | 58.5199 | 58.2821 | 60.7255 | 62.674 | 61.6049 | 62.2895 | 61.7259
19 | Outages: average expected value (all power stations) under SEVERE conditions |  |  | 0 | 0 | 0 | 0 | 0 | 0 | 0 | 0 | 0 | 0 | 0 | 0 | 0 | 0 | 0 | 0 | 0 | 0
20 | System services reserve (one hour ahead of real time) under SEVERE conditions |  |  | 1.85 | 1.85 | 1.85 | 1.85 | 1.85 | 1.85 | 1.85 | 1.85 | 1.85 | 1.85 | 1.85 | 1.85 | 1.85 | 1.85 | 1.85 | 1.85 | 1.85 | 1.85
21 | Reliably available capacity under SEVERE conditions (21 = 18 - (19 + 20)) |  |  | 61.6813 | 61.3163 | 60.7444 | 61.432 | 62.8529 | 60.5933 | 61.2693 | 61.3115 | 59.788 | 58.6293 | 57.0427 | 56.6699 | 56.4321 | 58.8755 | 60.824 | 59.7549 | 60.4395 | 59.8759
22 | Demand at reference point in time under SEVERE conditions (one in 20 year) |  |  | 52.0034 | 52.9652 | 53.2096 | 53.8532 | 54.5864 | 54.6103 | 55.0964 | 54.8062 | 54.7283 | 51.8516 | 49.0069 | 47.928 | 49.7114 | 52.4111 | 52.7894 | 52.3666 | 52.8615 | 52.5163
23a | Load reduction / demand side response available at reference point in time under SEVERE conditions |  |  | 1.2 | 1.2 | 1.2 | 1.2 | 1.2 | 1.2 | 1.2 | 1.2 | 1.2 | 1.2 | 1.2 | 1.2 | 1.2 | 1.2 | 1.2 | 1.2 | 1.2 | 1.2
23b | Strategic reserves available at reference point in time under SEVERE conditions
24 | Net weekly peak load for SEVERE conditions (24 = 22-23a) |  |  | 50.8034 | 51.7651 | 52.0096 | 52.6532 | 53.3864 | 53.4102 | 53.8964 | 53.6062 | 53.5283 | 50.6516 | 47.8069 | 46.728 | 48.5114 | 51.2111 | 51.5894 | 51.1666 | 51.6615 | 51.3163
25 | Remaining capacity for SEVERE conditions (25 = 21-24) |  |  | 10.8779 | 9.5512 | 8.7348 | 8.7788 | 9.4665 | 7.1831 | 7.3728 | 7.7053 | 6.2596 | 7.9777 | 9.2357 | 9.9419 | 7.9207 | 7.6644 | 9.2346 | 8.5884 | 8.778 | 8.5595
C1 | Weekly peak load under SEVERE conditions (unrestricted reference point in time) |  |  | 56.2329 | 56.445 | 56.8392 | 57.6027 | 57.9938 | 58.4577 | 58.3359 | 58.6558 | 58.3349 | 55.7083 | 52.3344 | 51.8457 | 53.4686 | 56.5056 | 56.2268 | 55.5781 | 55.9171 | 55.9881
C2 | Daily hour of expected weekly peak load (CET for winter, but CEST for last week; CEST for summer) |  |  | 13:00 | 13:00 | 13:00 | 13:00 | 13:00 | 13:00 | 13:00 | 13:00 | 13:00 | 13:00 | 13:00 | 13:00 | 13:00 | 13:00 | 13:00 | 13:00 | 13:00 | 13:00
PART D: ADDITIONAL INFORMATION FOR INTERCONNECTORS (at synchronous peak)
31 | Simultaneous importable capacity |  | From | 11.52 | 9.57 | 9.62 | 9.72 | 9.62 | 8.87 | 8.37 | 9.22 | 9.97 | 7.22 | 8.52 | 8.72 | 8.32 | 8.47 | 7.12 | 7.27 | 7.82 | 7.77
| NTC from country (best estimate of available value) |  | GB | 2 | 1 | 2 | 1 | 1 | 2 | 2 | 2 | 2 | 2 | 2 | 2 | 2 | 2 | 1 | 1 | 2 | 2
| NTC from country (best estimate of available value) |  | BE | 1.45 | 1.3 | 1.4 | 1.45 | 1.45 | 1.2 | 1.15 | 1.45 | 1.45 | 0.7 | 1 | 1 | 1 | 0.9 | 0.9 | 0.95 | 0.85 | 0.85
| NTC from country (best estimate of available value) |  | DE | 3.85 | 3.9 | 2.8 | 3.85 | 3.75 | 2.25 | 2.15 | 2.7 | 3.45 | 1.45 | 1.95 | 1.95 | 1.95 | 1.7 | 1.7 | 1.8 | 1.7 | 1.65
| NTC from country (best estimate of available value) |  | CH | 1.4 | 1.2 | 1.2 | 1.2 | 1.2 | 1.2 | 1.1 | 1.1 | 1.1 | 1.1 | 1.3 | 1.5 | 1.1 | 1.3 | 1.1 | 1.1 | 1.1 | 1.1
| NTC from country (best estimate of available value) |  | IT | 0.87 | 0.87 | 0.87 | 0.87 | 0.87 | 0.87 | 0.87 | 0.87 | 0.87 | 0.87 | 0.87 | 0.87 | 0.87 | 0.87 | 0.87 | 0.87 | 0.87 | 0.87
| NTC from country (best estimate of available value) |  | ES | 1.95 | 1.3 | 1.35 | 1.35 | 1.35 | 1.35 | 1.1 | 1.1 | 1.1 | 1.1 | 1.4 | 1.4 | 1.4 | 1.7 | 1.55 | 1.55 | 1.3 | 1.3
| NTC from country (best estimate of available value) |  | Please Select
| NTC from country (best estimate of available value) |  | Please Select
| NTC from country (best estimate of available value) |  | Please Select
| NTC from country (best estimate of available value) |  | Please Select
| NTC from country (best estimate of available value) |  | Please Select
| NTC from country (best estimate of available value) |  | Please Select
| NTC from country (best estimate of available value) |  | Please Select
| NTC from country (best estimate of available value) |  | Please Select
| NTC from country (best estimate of available value) |  | Please Select
32 | Simultaneous exportable capacity |  | To | 14.45 | 12.8 | 14.25 | 12.9 | 13.7 | 14.9 | 14.05 | 14.25 | 13.75 | 14.85 | 16 | 14.32 | 14.2 | 14.35 | 13.05 | 15.15 | 14.6 | 14.7
| NTC to country (best estimate of available value) |  | GB | 2 | 1 | 2 | 1 | 1 | 2 | 2 | 2 | 2 | 2 | 2 | 2 | 2 | 2 | 1 | 1 | 2 | 2
| NTC to country (best estimate of available value) |  | BE | 2.1 | 2.3 | 2.5 | 2.3 | 2.35 | 2.4 | 2.45 | 1.95 | 1.8 | 2.15 | 2.7 | 2.7 | 2.95 | 2.7 | 2.45 | 2.8 | 2.9 | 3
| NTC to country (best estimate of available value) |  | DE | 2.1 | 2.4 | 1.85 | 2.5 | 2.45 | 2.6 | 1.5 | 2 | 1.65 | 2.4 | 3 | 3 | 2.35 | 2.9 | 1.45 | 3.2 | 1.55 | 1.55
| NTC to country (best estimate of available value) |  | CH | 3 | 3 | 3 | 3 | 3 | 3 | 3 | 3 | 3 | 3 | 3 | 3 | 3 | 3 | 3 | 3 | 3 | 3
| NTC to country (best estimate of available value) |  | IT | 2.7 | 2.7 | 2.7 | 2.7 | 2.7 | 2.7 | 2.7 | 2.7 | 2.7 | 2.7 | 2.7 | 1.12 | 1.4 | 1.4 | 2.7 | 2.7 | 2.7 | 2.7
| NTC to country (best estimate of available value) |  | ES | 2.55 | 1.4 | 2.2 | 1.4 | 2.2 | 2.2 | 2.4 | 2.6 | 2.6 | 2.6 | 2.6 | 2.5 | 2.5 | 2.35 | 2.45 | 2.45 | 2.45 | 2.45
| NTC to country (best estimate of available value) |  | Please Select
| NTC to country (best estimate of available value) |  | Please Select
| NTC to country (best estimate of available value) |  | Please Select
| NTC to country (best estimate of available value) |  | Please Select
| NTC to country (best estimate of available value) |  | Please Select
| NTC to country (best estimate of available value) |  | Please Select
| NTC to country (best estimate of available value) |  | Please Select
| NTC to country (best estimate of available value) |  | Please Select
| NTC to country (best estimate of available value) |  | Please Select
| The off-peak dates are related to Sunday of each week |  |  | 2019-06-02 | 2019-06-09 | 2019-06-16 | 2019-06-23 | 2019-06-30 | 2019-07-07 | 2019-07-14 | 2019-07-21 | 2019-07-28 | 2019-08-04 | 2019-08-11 | 2019-08-18 | 2019-08-25 | 2019-09-01 | 2019-09-08 | 2019-09-15 | 2019-09-22 | 2019-09-29
| WEEK |  |  | 22 | 23 | 24 | 25 | 26 | 27 | 28 | 29 | 30 | 31 | 32 | 33 | 34 | 35 | 36 | 37 | 38 | 39
| Time (CET for winter, but CEST for last week of winter; CEST for summer) |  |  | 5:00 | 5:00 | 5:00 | 5:00 | 5:00 | 5:00 | 5:00 | 5:00 | 5:00 | 5:00 | 5:00 | 5:00 | 5:00 | 5:00 | 5:00 | 5:00 | 5:00 | 5:00
PART E: ADDITIONAL INFORMATION FOR NIGHT MIN DEMAND CONDITIONS
33 | Weekly Minimum Demand (overnight valley minimum) |  |  | 33.3982 | 32.706 | 32.5954 | 32.9642 | 32.627 | 32.871 | 33.4271 | 32.94 | 32.448 | 31.2801 | 30.4371 | 30.9452 | 31.492 | 31.962 | 32.57 | 32.846 | 32.71 | 33.0561
34 | Must Run Generation (excluding wind/run of river) |  |  | 19.672 | 21.143 | 24.155 | 25.335 | 24.334 | 25.249 | 25.719 | 22.924 | 21.089 | 21.639 | 22.369 | 23.994 | 26.389 | 27.299 | 25.049 | 26.1 | 27.654 | 28.054
35 | Run of river generation (Must Run) |  |  | 6.4068 | 6.4068 | 6.4068 | 6.2263 | 5.143 | 5.143 | 5.143 | 5.143 | 4.2606 | 3.9077 | 3.9077 | 3.9077 | 3.7873 | 3.4865 | 3.4865 | 3.4865 | 3.4865 | 3.671
36 | Downward balancing reserves (FCR, FRR) |  |  | 1.75 | 1.75 | 1.75 | 1.75 | 1.75 | 1.75 | 1.75 | 1.75 | 1.75 | 1.75 | 1.75 | 1.75 | 1.75 | 1.75 | 1.75 | 1.75 | 1.75 | 1.75
37 | Pumping Storage Capacity available (Power) |  |  | 1.8888 | 1.9745 | 1.9059 | 1.8031 | 1.9745 | 1.9131 | 1.6824 | 1.5509 | 1.7424 | 1.8763 | 1.9745 | 1.9745 | 1.9745 | 2.0405 | 2.1048 | 1.853 | 1.7181 | 1.471
38a | Highest expected onshore wind generation running |  |  | 5.5933 | 5.6219 | 5.2135 | 5.2535 | 5.2298 | 5.0965 | 5.1862 | 4.8609 | 4.6548 | 4.4961 | 4.7027 | 4.9373 | 5.3038 | 5.8515 | 6.0694 | 6.3168 | 6.6241 | 7.0622
38b | Highest expected offshore wind generation running |  |  | 0.15278 | 0.15261 | 0.15062 | 0.14985 | 0.15254 | 0.14843 | 0.14951 | 0.14526 | 0.13743 | 0.13764 | 0.14075 | 0.14533 | 0.15122 | 0.15512 | 0.15593 | 0.15719 | 0.16142 | 0.16375
39 | DOWNWARD REGULATION CAPABILITIES: 39 = (33+37)-(34+35+36+38a+38b)) |  |  | 1.7121 | -0.39381 | -3.1745 | -3.9474 | -2.0077 | -2.6027 | -2.8382 | -0.33212 | 2.2986 | 1.2259 | -0.45852 | -1.8146 | -3.9148 | -4.5396 | -1.836 | -3.1115 | -5.2479 | -6.1738
PART Ebis: ADDITIONAL INFORMATION FOR INTERCONNECTORS
Transportable capacity at night minimum demand conditions (high wind conditions)
40 | Simultaneous importable capacity |  | From | 11.405 | 10.005 | 11.255 | 10.105 | 9.405 | 9.605 | 9.855 | 10.605 | 7.755 | 9.255 | 9.455 | 9.055 | 9.755 | 7.855 | 8.255 | 8.905 | 8.205 | 8.71
| NTC from country (best estimate of available value) |  | GB | 2 | 2 | 2 | 1 | 2 | 2 | 2 | 2 | 2 | 2 | 2 | 2 | 2 | 1 | 1 | 2 | 2 | 2
| NTC from country (best estimate of available value) |  | BE | 1.3 | 1.4 | 1.45 | 1.45 | 1.2 | 1.15 | 1.45 | 1.45 | 0.7 | 1 | 1 | 1 | 0.9 | 0.9 | 0.95 | 0.85 | 0.85 | 1
| NTC from country (best estimate of available value) |  | DE | 3.9 | 2.8 | 3.85 | 3.75 | 2.25 | 2.15 | 2.7 | 3.45 | 1.45 | 1.95 | 1.95 | 1.95 | 1.7 | 1.7 | 1.8 | 1.7 | 1.65 | 2
| NTC from country (best estimate of available value) |  | CH | 1.2 | 1.2 | 1.2 | 1.2 | 1.2 | 1.1 | 1.1 | 1.1 | 1.1 | 1.3 | 1.5 | 1.1 | 1.3 | 1.1 | 1.1 | 1.1 | 1.1 | 1.1
| NTC from country (best estimate of available value) |  | IT | 1.055 | 1.055 | 1.055 | 1.055 | 1.055 | 1.055 | 1.055 | 1.055 | 1.055 | 1.055 | 1.055 | 1.055 | 1.055 | 1.055 | 1.055 | 1.055 | 1.055 | 1.06
| NTC from country (best estimate of available value) |  | ES | 1.95 | 1.55 | 1.7 | 1.65 | 1.7 | 2.15 | 1.55 | 1.55 | 1.45 | 1.95 | 1.95 | 1.95 | 2.8 | 2.1 | 2.35 | 2.2 | 1.55 | 1.55
| NTC from country (best estimate of available value) |  | Please Select
| NTC from country (best estimate of available value) |  | Please Select
| NTC from country (best estimate of available value) |  | Please Select
| NTC from country (best estimate of available value) |  | Please Select
| NTC from country (best estimate of available value) |  | Please Select
| NTC from country (best estimate of available value) |  | Please Select
| NTC from country (best estimate of available value) |  | Please Select
| NTC from country (best estimate of available value) |  | Please Select
| NTC from country (best estimate of available value) |  | Please Select
41 | Simultaneous exportable capacity |  | To | 12.67 | 13.17 | 13.044 | 13.017 | 14.47 | 14.82 | 13.77 | 13.97 | 12.667 | 14.37 | 14.17 | 14.17 | 13.92 | 14.917 | 12.52 | 14.92 | 14.37 | 15.42
| NTC to country (best estimate of available value) |  | GB | 2 | 2 | 2 | 1 | 2 | 2 | 2 | 2 | 2 | 2 | 2 | 2 | 2 | 2 | 1 | 1 | 2 | 2
| NTC to country (best estimate of available value) |  | BE | 2.1 | 2.3 | 2.5 | 2.3 | 2.35 | 2.4 | 2.45 | 1.95 | 1.8 | 2.15 | 2.7 | 2.7 | 2.95 | 2.7 | 2.45 | 2.8 | 2.9 | 2.8
| NTC to country (best estimate of available value) |  | DE | 2.1 | 2.4 | 1.85 | 2.5 | 2.45 | 2.6 | 1.5 | 2 | 1.65 | 2.4 | 3 | 3 | 2.35 | 2.9 | 1.45 | 3.2 | 1.55 | 2.6
| NTC to country (best estimate of available value) |  | CH | 3 | 3 | 3 | 3 | 3 | 3 | 3 | 3 | 3 | 3 | 3 | 3 | 3 | 3 | 3 | 3 | 3 | 3
| NTC to country (best estimate of available value) |  | IT | 1.12 | 1.12 | 1.494 | 1.867 | 2.47 | 2.47 | 2.47 | 2.47 | 1.867 | 2.47 | 1.12 | 1.12 | 1.17 | 1.867 | 2.47 | 2.47 | 2.47 | 2.47
| NTC to country (best estimate of available value) |  | ES | 2.35 | 2.35 | 2.2 | 2.35 | 2.2 | 2.35 | 2.35 | 2.55 | 2.35 | 2.35 | 2.35 | 2.35 | 2.45 | 2.45 | 2.15 | 2.45 | 2.45 | 2.55
| NTC to country (best estimate of available value) |  | Please Select
| NTC to country (best estimate of available value) |  | Please Select
| NTC to country (best estimate of available value) |  | Please Select
| NTC to country (best estimate of available value) |  | Please Select
| NTC to country (best estimate of available value) |  | Please Select
| NTC to country (best estimate of available value) |  | Please Select
| NTC to country (best estimate of available value) |  | Please Select
| NTC to country (best estimate of available value) |  | Please Select
| NTC to country (best estimate of available value) |  | Please Select
| Time (CET for winter, but CEST for last week of winter; CEST for summer) |  |  | 11:00 | 11:00 | 11:00 | 11:00 | 11:00 | 11:00 | 11:00 | 11:00 | 11:00 | 11:00 | 11:00 | 11:00 | 11:00 | 11:00 | 11:00 | 11:00 | 11:00 | 11:00
PART F: ADDITIONAL INFORMATION FOR DAYTIME MIN DEMAND CONDITIONS
42 | Weekly Minimum Daytime Demand (Sunday low peak + solar) |  |  | 41.1691 | 40.4432 | 40.502 | 40.1602 | 40.0962 | 39.881 | 40.483 | 39.9151 | 39.121 | 38.0933 | 37.0861 | 38.2813 | 38.707 | 39.545 | 40.347 | 41.152 | 40.953 | 41.5803
43 | Must Run Generation (excluding wind/PV/run of river) |  |  | 19.672 | 21.143 | 24.155 | 25.335 | 24.334 | 25.249 | 25.719 | 22.924 | 21.089 | 21.639 | 22.369 | 23.994 | 26.389 | 27.299 | 25.049 | 27.113 | 27.654 | 28.054
44 | Run of river generation (Must Run) |  |  | 6.4068 | 6.4068 | 6.4068 | 6.2263 | 5.143 | 5.143 | 5.143 | 5.143 | 4.2606 | 3.9077 | 3.9077 | 3.9077 | 3.7873 | 3.4865 | 3.4865 | 3.4865 | 3.4865 | 3.671
45 | Downward balancing reserves (FCR, FRR) |  |  | 1.75 | 1.75 | 1.75 | 1.75 | 1.75 | 1.75 | 1.75 | 1.75 | 1.75 | 1.75 | 1.75 | 1.75 | 1.75 | 1.75 | 1.75 | 1.75 | 1.75 | 1.75
46 | Pumping Storage Capacity available (Power) |  |  | 1.8888 | 1.9745 | 1.9059 | 1.8031 | 1.9745 | 1.9131 | 1.6824 | 1.5509 | 1.7424 | 1.8763 | 1.9745 | 1.9745 | 1.9745 | 2.0405 | 2.1048 | 1.853 | 1.7181 | 1.471
47a | Highest expected onshore wind generation running |  |  | 4.9537 | 4.9498 | 4.4757 | 4.5962 | 4.6024 | 4.4256 | 4.5891 | 4.1871 | 4.0635 | 4.2276 | 4.4534 | 4.7615 | 5.2822 | 5.8058 | 5.939 | 6.1653 | 6.7017 | 6.9942
47b | Highest expected offshore wind generation running |  |  | 0.14574 | 0.14606 | 0.14368 | 0.14609 | 0.14514 | 0.14035 | 0.14151 | 0.13374 | 0.13026 | 0.13102 | 0.13474 | 0.14035 | 0.14522 | 0.14827 | 0.14925 | 0.15163 | 0.15835 | 0.16201
48 | Highest expected solar PV running |  |  | 3.7289 | 3.7012 | 3.6725 | 3.6543 | 3.637 | 3.6059 | 3.5757 | 3.5554 | 3.5327 | 3.489 | 3.4561 | 3.4192 | 3.3751 | 3.312 | 3.2592 | 3.1969 | 3.0869 | 3.0016
49 | DOWNWARD REGULATION CAPABILITIES: 49 = (42+46)-(43+44+45+47a+47b+48a+48b) |  |  | 6.4007 | 4.3209 | 1.8044 | 0.25539 | 2.4592 | 1.4802 | 1.2471 | 3.7727 | 6.0373 | 4.8252 | 2.9897 | 2.2831 | -0.047392 | -0.21605 | 2.8189 | 1.1417 | -0.16641 | -0.58149
PART Fbis: ADDITIONAL INFORMATION FOR INTERCONNECTORS
Transportable capacity at daytime minimum demand conditions (high wind and high solar conditions)
50 | Simultaneous importable capacity |  | From | 11.405 | 10.005 | 11.255 | 10.105 | 9.405 | 9.605 | 9.855 | 10.605 | 7.755 | 9.255 | 9.455 | 9.055 | 9.755 | 7.855 | 8.255 | 8.905 | 8.205 | 8.71
| NTC from country (best estimate of available value) |  | GB | 2 | 2 | 2 | 1 | 2 | 2 | 2 | 2 | 2 | 2 | 2 | 2 | 2 | 1 | 1 | 2 | 2 | 2
| NTC from country (best estimate of available value) |  | BE | 1.3 | 1.4 | 1.45 | 1.45 | 1.2 | 1.15 | 1.45 | 1.45 | 0.7 | 1 | 1 | 1 | 0.9 | 0.9 | 0.95 | 0.85 | 0.85 | 1
| NTC from country (best estimate of available value) |  | DE | 3.9 | 2.8 | 3.85 | 3.75 | 2.25 | 2.15 | 2.7 | 3.45 | 1.45 | 1.95 | 1.95 | 1.95 | 1.7 | 1.7 | 1.8 | 1.7 | 1.65 | 2
| NTC from country (best estimate of available value) |  | CH | 1.2 | 1.2 | 1.2 | 1.2 | 1.2 | 1.1 | 1.1 | 1.1 | 1.1 | 1.3 | 1.5 | 1.1 | 1.3 | 1.1 | 1.1 | 1.1 | 1.1 | 1.1
| NTC from country (best estimate of available value) |  | IT | 1.055 | 1.055 | 1.055 | 1.055 | 1.055 | 1.055 | 1.055 | 1.055 | 1.055 | 1.055 | 1.055 | 1.055 | 1.055 | 1.055 | 1.055 | 1.055 | 1.055 | 1.06
| NTC from country (best estimate of available value) |  | ES | 1.95 | 1.55 | 1.7 | 1.65 | 1.7 | 2.15 | 1.55 | 1.55 | 1.45 | 1.95 | 1.95 | 1.95 | 2.8 | 2.1 | 2.35 | 2.2 | 1.55 | 1.55
| NTC from country (best estimate of available value) |  | Please Select
| NTC from country (best estimate of available value) |  | Please Select
| NTC from country (best estimate of available value) |  | Please Select
| NTC from country (best estimate of available value) |  | Please Select
| NTC from country (best estimate of available value) |  | Please Select
| NTC from country (best estimate of available value) |  | Please Select
| NTC from country (best estimate of available value) |  | Please Select
| NTC from country (best estimate of available value) |  | Please Select
| NTC from country (best estimate of available value) |  | Please Select
51 | Simultaneous exportable capacity |  | To | 12.67 | 13.17 | 13.044 | 13.017 | 14.47 | 14.82 | 13.77 | 13.97 | 12.667 | 14.37 | 14.17 | 14.17 | 13.92 | 14.917 | 12.52 | 14.92 | 14.37 | 15.42
| NTC to country (best estimate of available value) |  | GB | 2 | 2 | 2 | 1 | 2 | 2 | 2 | 2 | 2 | 2 | 2 | 2 | 2 | 2 | 1 | 1 | 2 | 2
| NTC to country (best estimate of available value) |  | BE | 2.1 | 2.3 | 2.5 | 2.3 | 2.35 | 2.4 | 2.45 | 1.95 | 1.8 | 2.15 | 2.7 | 2.7 | 2.95 | 2.7 | 2.45 | 2.8 | 2.9 | 2.8
| NTC to country (best estimate of available value) |  | DE | 2.1 | 2.4 | 1.85 | 2.5 | 2.45 | 2.6 | 1.5 | 2 | 1.65 | 2.4 | 3 | 3 | 2.35 | 2.9 | 1.45 | 3.2 | 1.55 | 2.6
| NTC to country (best estimate of available value) |  | CH | 3 | 3 | 3 | 3 | 3 | 3 | 3 | 3 | 3 | 3 | 3 | 3 | 3 | 3 | 3 | 3 | 3 | 3
| NTC to country (best estimate of available value) |  | IT | 1.12 | 1.12 | 1.494 | 1.867 | 2.47 | 2.47 | 2.47 | 2.47 | 1.867 | 2.47 | 1.12 | 1.12 | 1.17 | 1.867 | 2.47 | 2.47 | 2.47 | 2.47
| NTC to country (best estimate of available value) |  | ES | 2.35 | 2.35 | 2.2 | 2.35 | 2.2 | 2.35 | 2.35 | 2.55 | 2.35 | 2.35 | 2.35 | 2.35 | 2.45 | 2.45 | 2.15 | 2.45 | 2.45 | 2.55
| NTC to country (best estimate of available value) |  | Please Select
| NTC to country (best estimate of available value) |  | Please Select
| NTC to country (best estimate of available value) |  | Please Select
| NTC to country (best estimate of available value) |  | Please Select
| NTC to country (best estimate of available value) |  | Please Select
| NTC to country (best estimate of available value) |  | Please Select
| NTC to country (best estimate of available value) |  | Please Select
| NTC to country (best estimate of available value) |  | Please Select

## FI
Summer Outlook Report 2019
| Power Data (all entries are assumed to be >0) |  |  | Countrycode: |  | FI | [6 empty] | Heating if temperature below: | 15.1181 |  |  |  | Cooling if temperature above: | not detected
| (Net values in GW, at a synchronous time every week) |  |  | Countryname: |  | Finland | [6 empty] | Heating saturation temperature: | -10 |  |  |  | Cooling saturation temperature: | not detected
[13 empty] | Temperature sensitivity in heating [MW/ ͦC] | -190.6904 |  |  |  | Temperature sensitivity in cooling [MW/ ͦC] | not detected
| The peak dates are related to Wednesday of each week |  |  | 2019-05-29 | 2019-06-05 | 2019-06-12 | 2019-06-19 | 2019-06-26 | 2019-07-03 | 2019-07-10 | 2019-07-17 | 2019-07-24 | 2019-07-31 | 2019-08-07 | 2019-08-14 | 2019-08-21 | 2019-08-28 | 2019-09-04 | 2019-09-11 | 2019-09-18 | 2019-09-25
| WEEK |  |  | 22 | 23 | 24 | 25 | 26 | 27 | 28 | 29 | 30 | 31 | 32 | 33 | 34 | 35 | 36 | 37 | 38 | 39
| Time (CET for winter, but CEST last week; CEST for summer) |  |  | 19:00 | 19:00 | 19:00 | 19:00 | 19:00 | 19:00 | 19:00 | 19:00 | 19:00 | 19:00 | 19:00 | 19:00 | 19:00 | 19:00 | 19:00 | 19:00 | 19:00 | 19:00
Line | PART A : INDIGENOUS NATIONAL GENERATION | Severe conditions Average Forced Outage Rate | Normal conditions Average Forced Outage Rate
Net generating capacity:
1 | Nuclear Power | 0% | 0% | 2.782 | 2.782 | 2.782 | 2.782 | 2.782 | 2.782 | 2.782 | 2.782 | 2.782 | 2.782 | 2.782 | 2.782 | 2.782 | 2.782 | 2.782 | 2.782 | 2.782 | 2.782
2 | Fossil Fuels |  |  | 7.079 | 7.079 | 7.079 | 7.079 | 7.079 | 7.079 | 7.079 | 7.079 | 7.079 | 7.079 | 7.079 | 7.079 | 7.079 | 7.079 | 7.079 | 7.079 | 7.079 | 7.079
2a | of which Lignite | 9% | 9% | 0 | 0 | 0 | 0 | 0 | 0 | 0 | 0 | 0 | 0 | 0 | 0 | 0 | 0 | 0 | 0 | 0 | 0
2b | of which Hard Coal | 9% | 9% | 2.278 | 2.278 | 2.278 | 2.278 | 2.278 | 2.278 | 2.278 | 2.278 | 2.278 | 2.278 | 2.278 | 2.278 | 2.278 | 2.278 | 2.278 | 2.278 | 2.278 | 2.278
2c | of which Gas | 7% | 7% | 1.865 | 1.865 | 1.865 | 1.865 | 1.865 | 1.865 | 1.865 | 1.865 | 1.865 | 1.865 | 1.865 | 1.865 | 1.865 | 1.865 | 1.865 | 1.865 | 1.865 | 1.865
2d | of which Oil | 9% | 9% | 1.386 | 1.386 | 1.386 | 1.386 | 1.386 | 1.386 | 1.386 | 1.386 | 1.386 | 1.386 | 1.386 | 1.386 | 1.386 | 1.386 | 1.386 | 1.386 | 1.386 | 1.386
2e | of which Oil Shale | 9% | 9% | 0 | 0 | 0 | 0 | 0 | 0 | 0 | 0 | 0 | 0 | 0 | 0 | 0 | 0 | 0 | 0 | 0 | 0
2f | of which Fossil Peat | 9% | 9% | 1.55 | 1.55 | 1.55 | 1.55 | 1.55 | 1.55 | 1.55 | 1.55 | 1.55 | 1.55 | 1.55 | 1.55 | 1.55 | 1.55 | 1.55 | 1.55 | 1.55 | 1.55
3 | Renewable Energy Sources (other than hydro) |  |  | 4.68 | 4.68 | 4.68 | 4.68 | 4.68 | 4.68 | 4.68 | 4.68 | 4.68 | 4.68 | 4.68 | 4.68 | 4.68 | 4.68 | 4.68 | 4.68 | 4.68 | 4.68
3a | of which onshore wind | 0% | 0% | 2 | 2 | 2 | 2 | 2 | 2 | 2 | 2 | 2 | 2 | 2 | 2 | 2 | 2 | 2 | 2 | 2 | 2
3b | of which offshore wind | 0% | 0% | 0.05 | 0.05 | 0.05 | 0.05 | 0.05 | 0.05 | 0.05 | 0.05 | 0.05 | 0.05 | 0.05 | 0.05 | 0.05 | 0.05 | 0.05 | 0.05 | 0.05 | 0.05
3c | of which Solar (PV) | 0% | 0% | 0.05 | 0.05 | 0.05 | 0.05 | 0.05 | 0.05 | 0.05 | 0.05 | 0.05 | 0.05 | 0.05 | 0.05 | 0.05 | 0.05 | 0.05 | 0.05 | 0.05 | 0.05
3d | of which Biomass | 9% | 9% | 2.54 | 2.54 | 2.54 | 2.54 | 2.54 | 2.54 | 2.54 | 2.54 | 2.54 | 2.54 | 2.54 | 2.54 | 2.54 | 2.54 | 2.54 | 2.54 | 2.54 | 2.54
3e | of which other RES (e.g. tidal, wave, geothermal, RES waste, CSP) | 9% | 9% | 0.04 | 0.04 | 0.04 | 0.04 | 0.04 | 0.04 | 0.04 | 0.04 | 0.04 | 0.04 | 0.04 | 0.04 | 0.04 | 0.04 | 0.04 | 0.04 | 0.04 | 0.04
4a | Hydro Run of River and Reservoir | 5% | 5% | 3.149 | 3.149 | 3.149 | 3.149 | 3.149 | 3.149 | 3.149 | 3.149 | 3.149 | 3.149 | 3.149 | 3.149 | 3.149 | 3.149 | 3.149 | 3.149 | 3.149 | 3.149
4b | Hydro pumping | 5% | 5% | 0 | 0 | 0 | 0 | 0 | 0 | 0 | 0 | 0 | 0 | 0 | 0 | 0 | 0 | 0 | 0 | 0 | 0
5 | Other non-RES (e.g. CHP non-renewable, waste non-renewable) | 9% | 9% | 0.18 | 0.18 | 0.18 | 0.18 | 0.18 | 0.18 | 0.18 | 0.18 | 0.18 | 0.18 | 0.18 | 0.18 | 0.18 | 0.18 | 0.18 | 0.18 | 0.18 | 0.18
6 | Total Net generating capacity (6 = 1+2+3+4a+4b+5) |  |  | 17.87 | 17.87 | 17.87 | 17.87 | 17.87 | 17.87 | 17.87 | 17.87 | 17.87 | 17.87 | 17.87 | 17.87 | 17.87 | 17.87 | 17.87 | 17.87 | 17.87 | 17.87
7 | Maintenance & Overhauls (planned outages) |  |  | 0.88 | 1.64 | 1.78 | 1.02 | 1.31 | 1.21 | 1.21 | 1.18 | 1.34 | 1.82 | 2.08 | 1.53 | 1.72 | 1.69 | 1.53 | 1.31 | 1.2 | 0.92
7a | Nuclear Power |  |  | 0 | 0.89 | 0.89 | 0 | 0 | 0 | 0 | 0 | 0 | 0 | 0 | 0 | 0.5 | 0.5 | 0.5 | 0.5 | 0.5 | 0.5
7b | Lignite |  |  | 0 | 0 | 0 | 0 | 0 | 0 | 0 | 0 | 0 | 0 | 0 | 0 | 0 | 0 | 0 | 0 | 0 | 0
7c | Hard Coal |  |  | 0.18 | 0.29 | 0.43 | 0.32 | 0.48 | 0.38 | 0.38 | 0.38 | 0.6 | 1.08 | 0.92 | 0.45 | 0.3 | 0.3 | 0.52 | 0.3 | 0.22 | 0
7d | Gas |  |  | 0.27 | 0.27 | 0.27 | 0.27 | 0.37 | 0.37 | 0.37 | 0.34 | 0.4 | 0.4 | 0.82 | 0.74 | 0.58 | 0.55 | 0.29 | 0.29 | 0.29 | 0.23
7e | Oil |  |  | 0 | 0 | 0 | 0 | 0 | 0 | 0 | 0 | 0 | 0 | 0 | 0 | 0 | 0 | 0 | 0 | 0 | 0
7f | Oil Shale |  |  | 0 | 0 | 0 | 0 | 0 | 0 | 0 | 0 | 0 | 0 | 0 | 0 | 0 | 0 | 0 | 0 | 0 | 0
7g | Fossil Peat |  |  | 0.24 | 0 | 0 | 0.12 | 0.12 | 0.12 | 0.12 | 0.12 | 0 | 0 | 0 | 0 | 0 | 0 | 0 | 0 | 0 | 0
7h | Onshore Wind |  |  | 0 | 0 | 0 | 0 | 0 | 0 | 0 | 0 | 0 | 0 | 0 | 0 | 0 | 0 | 0 | 0 | 0 | 0
7i | Offshore Wind |  |  | 0 | 0 | 0 | 0 | 0 | 0 | 0 | 0 | 0 | 0 | 0 | 0 | 0 | 0 | 0 | 0 | 0 | 0
7j | Solar (PV) |  |  | 0 | 0 | 0 | 0 | 0 | 0 | 0 | 0 | 0 | 0 | 0 | 0 | 0 | 0 | 0 | 0 | 0 | 0
7k | Biomass |  |  | 0.19 | 0.19 | 0.19 | 0.31 | 0.34 | 0.34 | 0.34 | 0.34 | 0.34 | 0.34 | 0.34 | 0.34 | 0.34 | 0.34 | 0.22 | 0.22 | 0.19 | 0.19
7l | other RES (apart from hydro, including tidal, wave, geothermal, waste renewable, CSP,…) |  |  | 0 | 0 | 0 | 0 | 0 | 0 | 0 | 0 | 0 | 0 | 0 | 0 | 0 | 0 | 0 | 0 | 0 | 0
7m | Hydro Run of River and Reservoir |  |  | 0 | 0 | 0 | 0 | 0 | 0 | 0 | 0 | 0 | 0 | 0 | 0 | 0 | 0 | 0 | 0 | 0 | 0
7n | Hydro pumping |  |  | 0 | 0 | 0 | 0 | 0 | 0 | 0 | 0 | 0 | 0 | 0 | 0 | 0 | 0 | 0 | 0 | 0 | 0
7o | Other non-RES (incl. not clearly identifiable energy sources) |  |  | 0 | 0 | 0 | 0 | 0 | 0 | 0 | 0 | 0 | 0 | 0 | 0 | 0 | 0 | 0 | 0 | 0 | 0
PART B : DATA FOR NORMAL CONDITIONS
8 | Non-usable capacity at reference point (all power stations including mothballed, authorization & technical & legal constraints, energy source unavailability etc. ) |  |  | 4.3976 | 4.3919 | 4.4188 | 4.4259 | 4.427 | 4.4506 | 4.4575 | 4.4694 | 4.483 | 4.4819 | 4.4689 | 4.4534 | 4.4184 | 4.4016 | 4.3935 | 4.3584 | 4.3556 | 4.3247
8a | of which nuclear
8b | of which Lignite
8c | of which Hard Coal |  |  | 0.7 | 0.7 | 0.7 | 0.7 | 0.7 | 0.7 | 0.7 | 0.7 | 0.7 | 0.7 | 0.7 | 0.7 | 0.7 | 0.7 | 0.7 | 0.7 | 0.7 | 0.7
8d | of which Gas |  |  | 0.35 | 0.35 | 0.35 | 0.35 | 0.35 | 0.35 | 0.35 | 0.35 | 0.35 | 0.35 | 0.35 | 0.35 | 0.35 | 0.35 | 0.35 | 0.35 | 0.35 | 0.35
8e | of which Oil |  |  | 0.1 | 0.1 | 0.1 | 0.1 | 0.1 | 0.1 | 0.1 | 0.1 | 0.1 | 0.1 | 0.1 | 0.1 | 0.1 | 0.1 | 0.1 | 0.1 | 0.1 | 0.1
8f | of which Oil Shale
8g | of which Fossil Peat |  |  | 0.58 | 0.58 | 0.58 | 0.58 | 0.58 | 0.58 | 0.58 | 0.58 | 0.58 | 0.58 | 0.58 | 0.58 | 0.58 | 0.58 | 0.58 | 0.58 | 0.58 | 0.58
8h | of which onshore wind |  |  | 1.6848 | 1.6795 | 1.7056 | 1.7123 | 1.7129 | 1.7354 | 1.7415 | 1.7525 | 1.7652 | 1.7634 | 1.75 | 1.7343 | 1.6996 | 1.6827 | 1.6743 | 1.6402 | 1.6373 | 1.6074
8i | of which offshore wind |  |  | 0.037501 | 0.037393 | 0.038346 | 0.038982 | 0.039442 | 0.040476 | 0.041099 | 0.04167 | 0.042207 | 0.042463 | 0.04227 | 0.041778 | 0.040708 | 0.040112 | 0.039844 | 0.038475 | 0.038311 | 0.037358
8j | of which Solar |  |  | 0.045264 | 0.045016 | 0.044758 | 0.044624 | 0.044599 | 0.044654 | 0.044857 | 0.045171 | 0.045555 | 0.046018 | 0.04664 | 0.047299 | 0.048027 | 0.048723 | 0.049338 | 0.049773 | 0.049968 | 0.05
8k | of which Biomass |  |  | 0.3 | 0.3 | 0.3 | 0.3 | 0.3 | 0.3 | 0.3 | 0.3 | 0.3 | 0.3 | 0.3 | 0.3 | 0.3 | 0.3 | 0.3 | 0.3 | 0.3 | 0.3
8l | of which other RES (apart from hydro) |  |  | 0 | 0 | 0 | 0 | 0 | 0 | 0 | 0 | 0 | 0 | 0 | 0 | 0 | 0 | 0 | 0 | 0 | 0
8m | Hydro Run of River and Reservoir |  |  | 0.6 | 0.6 | 0.6 | 0.6 | 0.6 | 0.6 | 0.6 | 0.6 | 0.6 | 0.6 | 0.6 | 0.6 | 0.6 | 0.6 | 0.6 | 0.6 | 0.6 | 0.6
8n | Hydro pumping
8o | of which other non-RES (incl. not clearly identifiable energy sources)
9 | Available capacity (9 = 6 - (7 + 8)) |  |  | 12.5924 | 11.8381 | 11.6712 | 12.4241 | 12.133 | 12.2094 | 12.2025 | 12.2206 | 12.047 | 11.5681 | 11.3211 | 11.8866 | 11.7316 | 11.7784 | 11.9465 | 12.2016 | 12.3144 | 12.6253
10 | Outages: average expected value (all power stations) |  |  | 0.72616 | 0.73786 | 0.72526 | 0.71356 | 0.68946 | 0.69846 | 0.69846 | 0.70056 | 0.68736 | 0.64416 | 0.62916 | 0.67706 | 0.70176 | 0.70386 | 0.71306 | 0.73286 | 0.74276 | 0.76676
11 | System services reserve (one hour ahead of real time) |  |  | 1.4 | 1.4 | 1.4 | 1.4 | 1.4 | 1.4 | 1.4 | 1.4 | 1.4 | 1.4 | 1.4 | 1.4 | 1.4 | 1.4 | 1.4 | 1.4 | 1.4 | 1.4
12 | Reliably available capacity (12 = 9 - (10 + 11)) |  |  | 10.4662 | 9.7003 | 9.546 | 10.3105 | 10.0436 | 10.111 | 10.1041 | 10.1201 | 9.9597 | 9.5239 | 9.2919 | 9.8096 | 9.6299 | 9.6746 | 9.8334 | 10.0687 | 10.1717 | 10.4585
13 | Demand at reference point in time |  |  | 9.5 | 9.4535 | 9.3594 | 9.3012 | 9.2695 | 9.2548 | 9.2495 | 9.2482 | 9.2492 | 9.2537 | 9.2664 | 9.2936 | 9.3431 | 9.4222 | 9.5369 | 9.6905 | 9.8834 | 10.1128
13b | Population average daily (24h) temperature (degrees Celsius) |  |  | 12.8778 | 14.0099 | 14.9976 | 15.826 | 16.4832 | 16.9603 | 17.252 | 17.3559 | 17.273 | 17.0076 | 16.567 | 15.9614 | 15.2038 | 14.3096 | 13.2964 | 12.1836 | 10.992 | 9.7433
14a | Load reduction / demand side response available at reference point in time |  |  | 0.2 | 0.2 | 0.2 | 0.2 | 0.2 | 0.2 | 0.2 | 0.2 | 0.2 | 0.2 | 0.2 | 0.2 | 0.2 | 0.2 | 0.2 | 0.2 | 0.2 | 0.2
14b | Strategic reserves available at reference point in time |  |  | 0 | 0 | 0 | 0 | 0 | 0 | 0 | 0 | 0 | 0 | 0 | 0 | 0 | 0 | 0 | 0 | 0 | 0
15 | Net weekly load at reference point in time (15 = 13-14a) |  |  | 9.3 | 9.2535 | 9.1594 | 9.1012 | 9.0695 | 9.0548 | 9.0495 | 9.0482 | 9.0492 | 9.0537 | 9.0664 | 9.0936 | 9.1431 | 9.2222 | 9.3369 | 9.4905 | 9.6834 | 9.9128
16 | Remaining capacity at reference point in time (16 = 12- 15) |  |  | 1.1662 | 0.44679 | 0.38656 | 1.2093 | 0.97413 | 1.0562 | 1.0546 | 1.0719 | 0.9105 | 0.47019 | 0.22554 | 0.71596 | 0.48674 | 0.45236 | 0.49657 | 0.57825 | 0.48825 | 0.54573
B1 | Weekly peak load (unrestricted reference point in time) |  |  | 9.5 | 9.4535 | 9.3594 | 9.3012 | 9.2695 | 9.2548 | 9.2495 | 9.2482 | 9.2492 | 9.2537 | 9.2664 | 9.2936 | 9.3431 | 9.4222 | 9.5369 | 9.6905 | 9.8834 | 10.1128
B2 | Daily hour of expected weekly peak load (CET for winter, but CEST for last week; CEST for summer) |  |  | 19:00 | 19:00 | 19:00 | 19:00 | 19:00 | 19:00 | 19:00 | 19:00 | 19:00 | 19:00 | 19:00 | 19:00 | 19:00 | 19:00 | 19:00 | 19:00 | 19:00 | 19:00
.
PART C : DATA FOR SEVERE CONDITIONS
17 | Non-usable capacity at reference point (all power stations including mothballed, authorization & technical & legal constraints, energy source unavailability etc. ) |  |  | 4.6608 | 4.6627 | 4.6707 | 4.6719 | 4.6792 | 4.6833 | 4.6883 | 4.69 | 4.6912 | 4.6909 | 4.6876 | 4.6876 | 4.6839 | 4.6813 | 4.6839 | 4.6835 | 4.6827 | 4.6797
17a | of which nuclear
17b | of which Lignite
17c | of which Hard Coal |  |  | 0.7 | 0.7 | 0.7 | 0.7 | 0.7 | 0.7 | 0.7 | 0.7 | 0.7 | 0.7 | 0.7 | 0.7 | 0.7 | 0.7 | 0.7 | 0.7 | 0.7 | 0.7
17d | of which Gas |  |  | 0.35 | 0.35 | 0.35 | 0.35 | 0.35 | 0.35 | 0.35 | 0.35 | 0.35 | 0.35 | 0.35 | 0.35 | 0.35 | 0.35 | 0.35 | 0.35 | 0.35 | 0.35
17e | of which Oil |  |  | 0.1 | 0.1 | 0.1 | 0.1 | 0.1 | 0.1 | 0.1 | 0.1 | 0.1 | 0.1 | 0.1 | 0.1 | 0.1 | 0.1 | 0.1 | 0.1 | 0.1 | 0.1
17f | of which Oil Shale
17g | of which Fossil Peat |  |  | 0.58 | 0.58 | 0.58 | 0.58 | 0.58 | 0.58 | 0.58 | 0.58 | 0.58 | 0.58 | 0.58 | 0.58 | 0.58 | 0.58 | 0.58 | 0.58 | 0.58 | 0.58
17h | of which onshore wind |  |  | 1.9355 | 1.9377 | 1.9458 | 1.9471 | 1.9545 | 1.9585 | 1.9631 | 1.9645 | 1.9652 | 1.9643 | 1.9604 | 1.9597 | 1.9554 | 1.9523 | 1.9546 | 1.9541 | 1.9534 | 1.9505
17i | of which offshore wind |  |  | 0.048902 | 0.048986 | 0.049103 | 0.049119 | 0.049218 | 0.04924 | 0.049281 | 0.049341 | 0.049357 | 0.049338 | 0.049276 | 0.049279 | 0.049217 | 0.049247 | 0.049365 | 0.049359 | 0.04929 | 0.049215
17j | of which Solar |  |  | 0.04634 | 0.046038 | 0.045799 | 0.045639 | 0.045541 | 0.045534 | 0.045845 | 0.046172 | 0.046674 | 0.047259 | 0.047953 | 0.048644 | 0.049247 | 0.049732 | 0.049958 | 0.049999 | 0.05 | 0.05
17k | of which Biomass |  |  | 0.3 | 0.3 | 0.3 | 0.3 | 0.3 | 0.3 | 0.3 | 0.3 | 0.3 | 0.3 | 0.3 | 0.3 | 0.3 | 0.3 | 0.3 | 0.3 | 0.3 | 0.3
17l | of which other RES (apart from hydro) |  |  | 0 | 0 | 0 | 0 | 0 | 0 | 0 | 0 | 0 | 0 | 0 | 0 | 0 | 0 | 0 | 0 | 0 | 0
17m | Hydro Run of River and Reservoir |  |  | 0.6 | 0.6 | 0.6 | 0.6 | 0.6 | 0.6 | 0.6 | 0.6 | 0.6 | 0.6 | 0.6 | 0.6 | 0.6 | 0.6 | 0.6 | 0.6 | 0.6 | 0.6
17n | Hydro pumping
17o | of which other non-RES (incl. not clearly identifiable energy sources)
18 | Available capacity (18 = 6 - (7 + 17)) |  |  | 12.3292 | 11.5673 | 11.4193 | 12.1781 | 11.8808 | 11.9767 | 11.9717 | 12 | 11.8388 | 11.3591 | 11.1024 | 11.6524 | 11.4661 | 11.4987 | 11.6561 | 11.8765 | 11.9873 | 12.2703
19 | Outages: average expected value (all power stations) under SEVERE conditions |  |  | 0.72616 | 0.73786 | 0.72526 | 0.71356 | 0.68946 | 0.69846 | 0.69846 | 0.70056 | 0.68736 | 0.64416 | 0.62916 | 0.67706 | 0.70176 | 0.70386 | 0.71306 | 0.73286 | 0.74276 | 0.76676
20 | System services reserve (one hour ahead of real time) under SEVERE conditions |  |  | 1.4 | 1.4 | 1.4 | 1.4 | 1.4 | 1.4 | 1.4 | 1.4 | 1.4 | 1.4 | 1.4 | 1.4 | 1.4 | 1.4 | 1.4 | 1.4 | 1.4 | 1.4
21 | Reliably available capacity under SEVERE conditions (21 = 18 - (19 + 20)) |  |  | 10.2031 | 9.4294 | 9.2941 | 10.0646 | 9.7913 | 9.8782 | 9.8733 | 9.8994 | 9.7514 | 9.3149 | 9.0732 | 9.5753 | 9.3644 | 9.3949 | 9.543 | 9.7437 | 9.8445 | 10.1035
22 | Demand at reference point in time under SEVERE conditions (one in 20 year) |  |  | 9.7 | 9.6425 | 9.5466 | 9.4873 | 9.4548 | 9.4399 | 9.4344 | 9.4332 | 9.4342 | 9.4388 | 9.4517 | 9.4795 | 9.53 | 9.6107 | 9.7276 | 9.8843 | 10.0811 | 10.315
23a | Load reduction / demand side response available at reference point in time under SEVERE conditions |  |  | 0.2 | 0.2 | 0.2 | 0.2 | 0.2 | 0.2 | 0.2 | 0.2 | 0.2 | 0.2 | 0.2 | 0.2 | 0.2 | 0.2 | 0.2 | 0.2 | 0.2 | 0.2
23b | Strategic reserves available at reference point in time under SEVERE conditions |  |  | 0 | 0 | 0 | 0 | 0 | 0 | 0 | 0 | 0 | 0 | 0 | 0 | 0 | 0 | 0 | 0 | 0 | 0
24 | Net weekly peak load for SEVERE conditions (24 = 22-23a) |  |  | 9.5 | 9.4425 | 9.3466 | 9.2873 | 9.2548 | 9.2399 | 9.2344 | 9.2332 | 9.2342 | 9.2388 | 9.2517 | 9.2795 | 9.33 | 9.4107 | 9.5276 | 9.6843 | 9.8811 | 10.115
25 | Remaining capacity for SEVERE conditions (25 = 21-24) |  |  | 0.70309 | -0.01312 | -0.052533 | 0.77732 | 0.53648 | 0.63833 | 0.63882 | 0.6662 | 0.51724 | 0.07612 | -0.1785 | 0.29586 | 0.034392 | -0.015798 | 0.01544 | 0.059379 | -0.036546 | -0.011524
C1 | Weekly peak load under SEVERE conditions (unrestricted reference point in time) |  |  | 9.7 | 9.6425 | 9.5466 | 9.4873 | 9.4548 | 9.4399 | 9.4344 | 9.4332 | 9.4342 | 9.4388 | 9.4517 | 9.4795 | 9.53 | 9.6107 | 9.7276 | 9.8843 | 10.0811 | 10.315
C2 | Daily hour of expected weekly peak load (CET for winter, but CEST for last week; CEST for summer) |  |  | 19:00 | 19:00 | 19:00 | 19:00 | 19:00 | 19:00 | 19:00 | 19:00 | 19:00 | 19:00 | 19:00 | 19:00 | 19:00 | 19:00 | 19:00 | 19:00 | 19:00 | 19:00
PART D: ADDITIONAL INFORMATION FOR INTERCONNECTORS (at synchronous peak)
31 | Simultaneous importable capacity |  | From | 5.18 | 5.18 | 4.82 | 5.18 | 5.18 | 4.28 | 4.28 | 4.28 | 4.28 | 4.28 | 5.18 | 4.98 | 5.18 | 5.08 | 5.18 | 4.98 | 4.98 | 4.58
32 | Simultaneous exportable capacity |  | To | 3.64 | 3.64 | 3.28 | 3.64 | 3.64 | 3.32 | 3.32 | 3.32 | 3.32 | 3.32 | 3.64 | 3.64 | 3.64 | 3.54 | 3.29 | 3.64 | 3.64 | 3.64
| The off-peak dates are related to Sunday of each week |  |  | 2019-06-02 | 2019-06-09 | 2019-06-16 | 2019-06-23 | 2019-06-30 | 2019-07-07 | 2019-07-14 | 2019-07-21 | 2019-07-28 | 2019-08-04 | 2019-08-11 | 2019-08-18 | 2019-08-25 | 2019-09-01 | 2019-09-08 | 2019-09-15 | 2019-09-22 | 2019-09-29
| WEEK |  |  | 22 | 23 | 24 | 25 | 26 | 27 | 28 | 29 | 30 | 31 | 32 | 33 | 34 | 35 | 36 | 37 | 38 | 39
| Time (CET for winter, but CEST for last week of winter; CEST for summer) |  |  | 5:00 | 5:00 | 5:00 | 5:00 | 5:00 | 5:00 | 5:00 | 5:00 | 5:00 | 5:00 | 5:00 | 5:00 | 5:00 | 5:00 | 5:00 | 5:00 | 5:00 | 5:00
PART E: ADDITIONAL INFORMATION FOR NIGHT MIN DEMAND CONDITIONS
33 | Weekly Minimum Demand (overnight valley minimum) |  |  | 6.7 | 6.7 | 6.4 | 5.9 | 6 | 6.4 | 6.4 | 6.4 | 6.4 | 6.4 | 6.65 | 6.85 | 7 | 7 | 7 | 7 | 7 | 7
34 | Must Run Generation (excluding wind/run of river) |  |  | 3.2 | 3.2 | 3.2 | 4.08 | 3.98 | 3.98 | 4.08 | 4.08 | 4.08 | 4.08 | 4.08 | 4.18 | 4.18 | 4.18 | 4.28 | 4.28 | 4.28 | 4.28
35 | Run of river generation (Must Run) |  |  | 0.85 | 0.75 | 0.75 | 0.75 | 0.75 | 0.65 | 0.65 | 0.65 | 0.65 | 0.65 | 0.75 | 0.75 | 0.75 | 0.75 | 0.85 | 0.85 | 0.85 | 0.85
36 | Downward balancing reserves (FCR, FRR) |  |  | 0.2 | 0.2 | 0.2 | 0.2 | 0.2 | 0.2 | 0.2 | 0.2 | 0.2 | 0.2 | 0.2 | 0.2 | 0.2 | 0.2 | 0.2 | 0.2 | 0.2 | 0.2
37 | Pumping Storage Capacity available (Power)
38a | Highest expected onshore wind generation running |  |  | 1.1228 | 1.0615 | 1.0319 | 0.97529 | 0.93356 | 0.87239 | 0.85612 | 0.87339 | 0.88787 | 0.91449 | 0.91415 | 0.95944 | 1.0202 | 1.1119 | 1.2171 | 1.2713 | 1.2983 | 1.3275
38b | Highest expected offshore wind generation running |  |  | 0.039851 | 0.038844 | 0.037739 | 0.036768 | 0.036027 | 0.034867 | 0.03437 | 0.034952 | 0.034148 | 0.033833 | 0.033817 | 0.034659 | 0.036529 | 0.038389 | 0.040756 | 0.041693 | 0.042026 | 0.042832
39 | DOWNWARD REGULATION CAPABILITIES: 39 = (33+37)-(34+35+36+38a+38b)) |  |  | 1.2874 | 1.4497 | 1.1803 | -0.14205 | 0.10041 | 0.66275 | 0.57951 | 0.56166 | 0.54798 | 0.52168 | 0.67203 | 0.7259 | 0.81332 | 0.71972 | 0.41216 | 0.35696 | 0.3297 | 0.29968
PART Ebis: ADDITIONAL INFORMATION FOR INTERCONNECTORS
Transportable capacity at night minimum demand conditions (high wind conditions)
40 | Simultaneous importable capacity |  | From | 5.18 | 5.18 | 4.82 | 5.18 | 5.18 | 4.28 | 4.28 | 4.28 | 4.28 | 4.28 | 5.18 | 4.98 | 5.18 | 5.08 | 5.18 | 4.98 | 4.98 | 4.58
41 | Simultaneous exportable capacity |  | To | 3.64 | 3.64 | 3.28 | 3.64 | 3.64 | 3.32 | 3.32 | 3.32 | 3.32 | 3.32 | 3.64 | 3.64 | 3.64 | 3.54 | 3.29 | 3.64 | 3.64 | 3.64
| Time (CET for winter, but CEST for last week of winter; CEST for summer) |  |  | 11:00 | 11:00 | 11:00 | 11:00 | 11:00 | 11:00 | 11:00 | 11:00 | 11:00 | 11:00 | 11:00 | 11:00 | 11:00 | 11:00 | 11:00 | 11:00 | 11:00 | 11:00
PART F: ADDITIONAL INFORMATION FOR DAYTIME MIN DEMAND CONDITIONS
42 | Weekly Minimum Daytime Demand (Sunday low peak + solar) |  |  | 7.7 | 7.7 | 7.5 | 6.1 | 7.5 | 7.4 | 7.4 | 7.4 | 7.4 | 7.5 | 7.7 | 7.8 | 7.9 | 7.9 | 8 | 8 | 8 | 8
43 | Must Run Generation (excluding wind/PV/run of river) |  |  | 3.2 | 3.2 | 3.2 | 4.08 | 3.98 | 3.98 | 4.08 | 4.08 | 4.08 | 4.08 | 4.08 | 4.18 | 4.18 | 4.18 | 4.28 | 4.28 | 4.28 | 4.28
44 | Run of river generation (Must Run) |  |  | 0.85 | 0.75 | 0.75 | 0.75 | 0.75 | 0.65 | 0.65 | 0.65 | 0.65 | 0.65 | 0.75 | 0.75 | 0.75 | 0.75 | 0.85 | 0.85 | 0.85 | 0.85
45 | Downward balancing reserves (FCR, FRR) |  |  | 0.2 | 0.2 | 0.2 | 0.2 | 0.2 | 0.2 | 0.2 | 0.2 | 0.2 | 0.2 | 0.2 | 0.2 | 0.2 | 0.2 | 0.2 | 0.2 | 0.2 | 0.2
46 | Pumping Storage Capacity available (Power)
47a | Highest expected onshore wind generation running |  |  | 1.2227 | 1.2225 | 1.1709 | 1.06 | 1.0227 | 0.97335 | 0.97045 | 1.0106 | 1.0342 | 1.0715 | 1.0519 | 1.0779 | 1.1246 | 1.2116 | 1.3172 | 1.3695 | 1.3951 | 1.4138
47b | Highest expected offshore wind generation running |  |  | 0.03823 | 0.037456 | 0.036392 | 0.033913 | 0.033421 | 0.031225 | 0.031523 | 0.032287 | 0.032287 | 0.032649 | 0.03266 | 0.033282 | 0.035233 | 0.037279 | 0.040087 | 0.042212 | 0.043145 | 0.043673
48 | Highest expected solar PV running |  |  | 0.027259 | 0.027166 | 0.026944 | 0.026783 | 0.026611 | 0.026521 | 0.026053 | 0.025766 | 0.025239 | 0.024985 | 0.024679 | 0.023827 | 0.023209 | 0.02255 | 0.021613 | 0.020861 | 0.020019 | 0.018366
49 | DOWNWARD REGULATION CAPABILITIES: 49 = (42+46)-(43+44+45+47a+47b+48a+48b) |  |  | 2.1618 | 2.2629 | 2.1158 | -0.050711 | 1.4872 | 1.5389 | 1.442 | 1.4014 | 1.3783 | 1.4408 | 1.5608 | 1.535 | 1.587 | 1.4985 | 1.2911 | 1.2374 | 1.2118 | 1.1942
PART Fbis: ADDITIONAL INFORMATION FOR INTERCONNECTORS
Transportable capacity at daytime minimum demand conditions (high wind and high solar conditions)
50 | Simultaneous importable capacity |  | From | 5.18 | 5.18 | 4.82 | 5.18 | 5.18 | 4.28 | 4.28 | 4.28 | 4.28 | 4.28 | 5.18 | 4.98 | 5.18 | 5.08 | 5.18 | 4.98 | 4.98 | 4.58
51 | Simultaneous exportable capacity |  | To | 3.64 | 3.64 | 3.28 | 3.64 | 3.64 | 3.32 | 3.32 | 3.32 | 3.32 | 3.32 | 3.64 | 3.64 | 3.64 | 3.54 | 3.29 | 3.64 | 3.64 | 3.64

## ES
Summer Outlook Report 2019
| Power Data (all entries are assumed to be >0) |  |  | Countrycode: |  | ES | [6 empty] | Heating if temperature below: | 16.9223 |  |  |  | Cooling if temperature above: | 21.9223
| (Net values in GW, at a synchronous time every week) |  |  | Countryname: |  | Spain | [6 empty] | Heating saturation temperature: | -10 |  |  |  | Cooling saturation temperature: | not detected
[13 empty] | Temperature sensitivity in heating [MW/ ͦC] | -728.2826 |  |  |  | Temperature sensitivity in cooling [MW/ ͦC] | 1003.0289
| The peak dates are related to Wednesday of each week |  |  | 2019-05-29 | 2019-06-05 | 2019-06-12 | 2019-06-19 | 2019-06-26 | 2019-07-03 | 2019-07-10 | 2019-07-17 | 2019-07-24 | 2019-07-31 | 2019-08-07 | 2019-08-14 | 2019-08-21 | 2019-08-28 | 2019-09-04 | 2019-09-11 | 2019-09-18 | 2019-09-25
| WEEK |  |  | 22 | 23 | 24 | 25 | 26 | 27 | 28 | 29 | 30 | 31 | 32 | 33 | 34 | 35 | 36 | 37 | 38 | 39
| Time (CET for winter, but CEST last week; CEST for summer) |  |  | 19:00 | 19:00 | 19:00 | 19:00 | 19:00 | 19:00 | 19:00 | 19:00 | 19:00 | 19:00 | 19:00 | 19:00 | 19:00 | 19:00 | 19:00 | 19:00 | 19:00 | 19:00
Line | PART A : INDIGENOUS NATIONAL GENERATION | Severe conditions Average Forced Outage Rate | Normal conditions Average Forced Outage Rate
Net generating capacity:
1 | Nuclear Power | 6% | 6% | 7.117 | 7.117 | 7.117 | 7.117 | 7.117 | 7.117 | 7.117 | 7.117 | 7.117 | 7.117 | 7.117 | 7.117 | 7.117 | 7.117 | 7.117 | 7.117 | 7.117 | 7.117
2 | Fossil Fuels |  |  | 39.962 | 39.962 | 39.962 | 39.962 | 39.962 | 39.962 | 39.962 | 39.962 | 39.962 | 39.962 | 39.962 | 39.962 | 39.962 | 39.962 | 39.962 | 39.962 | 39.962 | 39.962
2a | of which Lignite | 5% | 5% | 0 | 0 | 0 | 0 | 0 | 0 | 0 | 0 | 0 | 0 | 0 | 0 | 0 | 0 | 0 | 0 | 0 | 0
2b | of which Hard Coal | 5% | 5% | 9.188 | 9.188 | 9.188 | 9.188 | 9.188 | 9.188 | 9.188 | 9.188 | 9.188 | 9.188 | 9.188 | 9.188 | 9.188 | 9.188 | 9.188 | 9.188 | 9.188 | 9.188
2c | of which Gas | 6% | 6% | 29.99 | 29.99 | 29.99 | 29.99 | 29.99 | 29.99 | 29.99 | 29.99 | 29.99 | 29.99 | 29.99 | 29.99 | 29.99 | 29.99 | 29.99 | 29.99 | 29.99 | 29.99
2d | of which Oil | 0% | 0% | 0.784 | 0.784 | 0.784 | 0.784 | 0.784 | 0.784 | 0.784 | 0.784 | 0.784 | 0.784 | 0.784 | 0.784 | 0.784 | 0.784 | 0.784 | 0.784 | 0.784 | 0.784
2e | of which Oil Shale | 0% | 0% | 0 | 0 | 0 | 0 | 0 | 0 | 0 | 0 | 0 | 0 | 0 | 0 | 0 | 0 | 0 | 0 | 0 | 0
2f | of which Fossil Peat | 10% | 10% | 0 | 0 | 0 | 0 | 0 | 0 | 0 | 0 | 0 | 0 | 0 | 0 | 0 | 0 | 0 | 0 | 0 | 0
3 | Renewable Energy Sources (other than hydro) |  |  | 32.541 | 32.6057 | 32.6704 | 32.7351 | 32.7998 | 32.8645 | 32.9292 | 32.9939 | 33.0586 | 33.1234 | 33.1881 | 33.2528 | 33.3175 | 33.3822 | 33.4469 | 33.5116 | 33.5763 | 33.641
3a | of which onshore wind | 0% | 0% | 24 | 24.0294 | 24.0588 | 24.0882 | 24.1176 | 24.1471 | 24.1765 | 24.2059 | 24.2353 | 24.2647 | 24.2941 | 24.3235 | 24.3529 | 24.3824 | 24.4118 | 24.4412 | 24.4706 | 24.5
3b | of which offshore wind | 0% | 0% | 0 | 0 | 0 | 0 | 0 | 0 | 0 | 0 | 0 | 0 | 0 | 0 | 0 | 0 | 0 | 0 | 0 | 0
3c | of which Solar (PV) | 0% | 0% | 5.5 | 5.5353 | 5.5706 | 5.6059 | 5.6412 | 5.6765 | 5.7118 | 5.7471 | 5.7824 | 5.8176 | 5.8529 | 5.8882 | 5.9235 | 5.9588 | 5.9941 | 6.0294 | 6.0647 | 6.1
3d | of which Biomass | 0% | 0% | 0.742 | 0.742 | 0.742 | 0.742 | 0.742 | 0.742 | 0.742 | 0.742 | 0.742 | 0.742 | 0.742 | 0.742 | 0.742 | 0.742 | 0.742 | 0.742 | 0.742 | 0.742
3e | of which other RES (e.g. tidal, wave, geothermal, RES waste, CSP) | 0% | 0% | 2.299 | 2.299 | 2.299 | 2.299 | 2.299 | 2.299 | 2.299 | 2.299 | 2.299 | 2.299 | 2.299 | 2.299 | 2.299 | 2.299 | 2.299 | 2.299 | 2.299 | 2.299
4a | Hydro Run of River and Reservoir | 0% | 0% | 17.002 | 17.002 | 17.002 | 17.002 | 17.002 | 17.002 | 17.002 | 17.002 | 17.002 | 17.002 | 17.002 | 17.002 | 17.002 | 17.002 | 17.002 | 17.002 | 17.002 | 17.002
4b | Hydro pumping | 0% | 0% | 3.329 | 3.329 | 3.329 | 3.329 | 3.329 | 3.329 | 3.329 | 3.329 | 3.329 | 3.329 | 3.329 | 3.329 | 3.329 | 3.329 | 3.329 | 3.329 | 3.329 | 3.329
5 | Other non-RES (e.g. CHP non-renewable, waste non-renewable) | 0% | 0% | 0.653 | 0.653 | 0.653 | 0.653 | 0.653 | 0.653 | 0.653 | 0.653 | 0.653 | 0.653 | 0.653 | 0.653 | 0.653 | 0.653 | 0.653 | 0.653 | 0.653 | 0.653
6 | Total Net generating capacity (6 = 1+2+3+4a+4b+5) |  |  | 100.604 | 100.6687 | 100.7334 | 100.7981 | 100.8628 | 100.9275 | 100.9922 | 101.0569 | 101.1216 | 101.1864 | 101.2511 | 101.3158 | 101.3805 | 101.4452 | 101.5099 | 101.5746 | 101.6393 | 101.704
7 | Maintenance & Overhauls (planned outages) |  |  | 9.2288 | 8.0831 | 6.4962 | 5.5232 | 4.9257 | 5.2777 | 5.1885 | 5.1885 | 5.0985 | 4.8871 | 4.5016 | 4.5016 | 4.5016 | 4.5016 | 5.5096 | 6.0996 | 6.0716 | 6.9306
7a | Nuclear Power |  |  | 1.995 | 1.003 | 0 | 0 | 0 | 0 | 0 | 0 | 0 | 0 | 0 | 0 | 0 | 0 | 0 | 0 | 0 | 0
7b | Lignite |  |  | 0 | 0 | 0 | 0 | 0 | 0 | 0 | 0 | 0 | 0 | 0 | 0 | 0 | 0 | 0 | 0 | 0 | 0
7c | Hard Coal |  |  | 0.562 | 0.562 | 0.562 | 0 | 0 | 0 | 0 | 0 | 0 | 0 | 0 | 0 | 0 | 0 | 0 | 0 | 0.351 | 0.351
7d | Gas |  |  | 2.064 | 1.6 | 0.797 | 0.386 | 0 | 0 | 0 | 0 | 0 | 0 | 0 | 0 | 0 | 0 | 0.417 | 0.796 | 0.417 | 1.276
7e | Oil |  |  | 0 | 0 | 0 | 0 | 0 | 0 | 0 | 0 | 0 | 0 | 0 | 0 | 0 | 0 | 0 | 0 | 0 | 0
7f | Oil Shale |  |  | 0 | 0 | 0 | 0 | 0 | 0 | 0 | 0 | 0 | 0 | 0 | 0 | 0 | 0 | 0 | 0 | 0 | 0
7g | Fossil Peat |  |  | 0 | 0 | 0 | 0 | 0 | 0 | 0 | 0 | 0 | 0 | 0 | 0 | 0 | 0 | 0 | 0 | 0 | 0
7h | Onshore Wind |  |  | 0 | 0 | 0 | 0 | 0 | 0 | 0 | 0 | 0 | 0 | 0 | 0 | 0 | 0 | 0 | 0 | 0 | 0
7i | Offshore Wind |  |  | 0 | 0 | 0 | 0 | 0 | 0 | 0 | 0 | 0 | 0 | 0 | 0 | 0 | 0 | 0 | 0 | 0 | 0
7j | Solar (PV) |  |  | 0 | 0 | 0 | 0 | 0 | 0 | 0 | 0 | 0 | 0 | 0 | 0 | 0 | 0 | 0 | 0 | 0 | 0
7k | Biomass |  |  | 0 | 0 | 0 | 0 | 0 | 0 | 0 | 0 | 0 | 0 | 0 | 0 | 0 | 0 | 0 | 0 | 0 | 0
7l | other RES (apart from hydro, including tidal, wave, geothermal, waste renewable, CSP,…) |  |  | 0 | 0 | 0 | 0 | 0 | 0 | 0 | 0 | 0 | 0 | 0 | 0 | 0 | 0 | 0 | 0 | 0 | 0
7m | Hydro Run of River and Reservoir |  |  | 3.302 | 3.453 | 3.453 | 3.453 | 3.453 | 3.599 | 3.599 | 3.599 | 3.599 | 3.599 | 3.308 | 3.308 | 3.308 | 3.308 | 3.899 | 3.899 | 3.899 | 3.899
7n | Hydro pumping |  |  | 1.3058 | 1.4651 | 1.6842 | 1.6842 | 1.4727 | 1.6787 | 1.5895 | 1.5895 | 1.4995 | 1.2881 | 1.1936 | 1.1936 | 1.1936 | 1.1936 | 1.1936 | 1.4046 | 1.4046 | 1.4046
7o | Other non-RES (incl. not clearly identifiable energy sources) |  |  | 0 | 0 | 0 | 0 | 0 | 0 | 0 | 0 | 0 | 0 | 0 | 0 | 0 | 0 | 0 | 0 | 0 | 0
PART B : DATA FOR NORMAL CONDITIONS
8 | Non-usable capacity at reference point (all power stations including mothballed, authorization & technical & legal constraints, energy source unavailability etc. ) |  |  | 36.5298 | 37.8259 | 37.9158 | 37.8653 | 37.876 | 38.0299 | 38.0498 | 38.1272 | 38.2538 | 37.2367 | 37.6751 | 37.7024 | 37.9494 | 38.139 | 38.7446 | 39.0973 | 39.2513 | 39.3083
8a | of which nuclear |  |  | 0 | 0 | 0 | 0 | 0 | 0 | 0 | 0 | 0 | 0 | 0 | 0 | 0 | 0 | 0 | 0 | 0 | 0
8b | of which Lignite |  |  | 0 | 0 | 0 | 0 | 0 | 0 | 0 | 0 | 0 | 0 | 0 | 0 | 0 | 0 | 0 | 0 | 0 | 0
8c | of which Hard Coal |  |  | 0 | 0 | 0 | 0 | 0 | 0 | 0 | 0 | 0 | 0 | 0 | 0 | 0 | 0 | 0 | 0 | 0 | 0
8d | of which Gas |  |  | 3.044 | 3.044 | 3.044 | 3.044 | 3.044 | 3.044 | 3.044 | 3.044 | 3.044 | 3.044 | 3.044 | 3.044 | 3.044 | 3.044 | 3.044 | 3.044 | 3.044 | 3.044
8e | of which Oil |  |  | 0.439 | 0.439 | 0.439 | 0.439 | 0.439 | 0.439 | 0.439 | 0.439 | 0.439 | 0.439 | 0.439 | 0.439 | 0.439 | 0.439 | 0.439 | 0.439 | 0.439 | 0.439
8f | of which Oil Shale |  |  | 0 | 0 | 0 | 0 | 0 | 0 | 0 | 0 | 0 | 0 | 0 | 0 | 0 | 0 | 0 | 0 | 0 | 0
8g | of which Fossil Peat |  |  | 0 | 0 | 0 | 0 | 0 | 0 | 0 | 0 | 0 | 0 | 0 | 0 | 0 | 0 | 0 | 0 | 0 | 0
8h | of which onshore wind |  |  | 19.5216 | 19.6788 | 19.7812 | 19.7405 | 19.7634 | 19.8653 | 19.8816 | 19.9411 | 20.0373 | 20.1431 | 20.2565 | 20.2011 | 20.3443 | 20.3991 | 20.275 | 20.4743 | 20.4478 | 20.3144
8i | of which offshore wind |  |  | 0 | 0 | 0 | 0 | 0 | 0 | 0 | 0 | 0 | 0 | 0 | 0 | 0 | 0 | 0 | 0 | 0 | 0
8j | of which Solar |  |  | 3.5672 | 3.5621 | 3.5496 | 3.5398 | 3.5276 | 3.5236 | 3.5272 | 3.5451 | 3.5755 | 3.6306 | 3.6996 | 3.7822 | 3.8861 | 4.0209 | 4.1676 | 4.3211 | 4.5015 | 4.6919
8k | of which Biomass |  |  | 0.742 | 0.742 | 0.742 | 0.742 | 0.742 | 0.742 | 0.742 | 0.742 | 0.742 | 0.742 | 0.742 | 0.742 | 0.742 | 0.742 | 0.742 | 0.742 | 0.742 | 0.742
8l | of which other RES (apart from hydro) |  |  | 1.13 | 1.13 | 1.13 | 1.13 | 1.13 | 0.952 | 0.952 | 0.952 | 0.952 | 0.952 | 1.208 | 1.208 | 1.208 | 1.208 | 1.418 | 1.418 | 1.418 | 1.418
8m | Hydro Run of River and Reservoir |  |  | 8.086 | 9.23 | 9.23 | 9.23 | 9.23 | 9.464 | 9.464 | 9.464 | 9.464 | 8.286 | 8.286 | 8.286 | 8.286 | 8.286 | 8.659 | 8.659 | 8.659 | 8.659
8n | Hydro pumping |  |  | 0 | 0 | 0 | 0 | 0 | 0 | 0 | 0 | 0 | 0 | 0 | 0 | 0 | 0 | 0 | 0 | 0 | 0
8o | of which other non-RES (incl. not clearly identifiable energy sources) |  |  | 0 | 0 | 0 | 0 | 0 | 0 | 0 | 0 | 0 | 0 | 0 | 0 | 0 | 0 | 0 | 0 | 0 | 0
9 | Available capacity (9 = 6 - (7 + 8)) |  |  | 54.8454 | 54.7597 | 56.3214 | 57.4096 | 58.0611 | 57.62 | 57.7539 | 57.7412 | 57.7693 | 59.0625 | 59.0743 | 59.1118 | 58.9294 | 58.8046 | 57.2557 | 56.3777 | 56.3164 | 55.4651
10 | Outages: average expected value (all power stations) |  |  | 2.2315 | 2.3189 | 2.4273 | 2.48 | 2.5032 | 2.5032 | 2.5032 | 2.5032 | 2.5032 | 2.5032 | 2.5032 | 2.5032 | 2.5032 | 2.5032 | 2.4782 | 2.4554 | 2.4606 | 2.4091
11 | System services reserve (one hour ahead of real time) |  |  | 0.9 | 0.9 | 0.9 | 0.9 | 0.9 | 0.9 | 0.9 | 0.9 | 0.9 | 0.9 | 0.9 | 0.9 | 0.9 | 0.9 | 0.9 | 0.9 | 0.9 | 0.9
12 | Reliably available capacity (12 = 9 - (10 + 11)) |  |  | 51.7138 | 51.5408 | 52.9942 | 54.0296 | 54.658 | 54.2168 | 54.3508 | 54.3381 | 54.3662 | 55.6594 | 55.6712 | 55.7086 | 55.5263 | 55.4014 | 53.8776 | 53.0222 | 52.9558 | 52.156
13 | Demand at reference point in time |  |  | 33.5768 | 35.72 | 37.506 | 37.506 | 37.0595 | 37.0595 | 37.0595 | 36.7558 | 36.7916 | 36.613 | 35.72 | 35.0949 | 35.0949 | 35.2735 | 36.1714 | 35.6448 | 34.2912 | 32.962
13b | Population average daily (24h) temperature (degrees Celsius) |  |  | 20.3018 | 21.2288 | 22.1006 | 22.9009 | 23.614 | 24.2253 | 24.7221 | 25.0929 | 25.3283 | 25.421 | 25.366 | 25.1606 | 24.8048 | 24.3009 | 23.6544 | 22.8733 | 21.9684 | 20.9536
14a | Load reduction / demand side response available at reference point in time |  |  | 2 | 2 | 2 | 2 | 2 | 2 | 2 | 2 | 2 | 2 | 2 | 2 | 2 | 2 | 2 | 2 | 2 | 2
14b | Strategic reserves available at reference point in time |  |  | 0 | 0 | 0 | 0 | 0 | 0 | 0 | 0 | 0 | 0 | 0 | 0 | 0 | 0 | 0 | 0 | 0 | 0
15 | Net weekly load at reference point in time (15 = 13-14a) |  |  | 31.5768 | 33.72 | 35.506 | 35.506 | 35.0595 | 35.0595 | 35.0595 | 34.7558 | 34.7916 | 34.613 | 33.72 | 33.0949 | 33.0949 | 33.2735 | 34.1714 | 33.6448 | 32.2912 | 30.962
16 | Remaining capacity at reference point in time (16 = 12- 15) |  |  | 20.137 | 17.8208 | 17.4882 | 18.5236 | 19.5985 | 19.1573 | 19.2913 | 19.5823 | 19.5746 | 21.0464 | 21.9512 | 22.6137 | 22.4314 | 22.1279 | 19.7061 | 19.3774 | 20.6646 | 21.194
B1 | Weekly peak load (unrestricted reference point in time) |  |  | 35.72 | 37.6 | 39.48 | 39.48 | 39.01 | 39.01 | 39.01 | 38.6903 | 38.728 | 38.54 | 37.6 | 36.942 | 36.942 | 37.13 | 37.6786 | 37.13 | 35.72 | 34.3354
B2 | Daily hour of expected weekly peak load (CET for winter, but CEST for last week; CEST for summer) |  |  | 13 | 13:00 | 13:00 | 13:00 | 13:00 | 13:00 | 13:00 | 13:00 | 13:00 | 13:00 | 14:00 | 14:00 | 14:00 | 14:00 | 14:00 | 14:00 | 14:00 | 14:00
.
PART C : DATA FOR SEVERE CONDITIONS
17 | Non-usable capacity at reference point (all power stations including mothballed, authorization & technical & legal constraints, energy source unavailability etc. ) |  |  | 39.7042 | 40.8494 | 40.8322 | 40.7723 | 40.7703 | 40.8169 | 40.7875 | 40.8113 | 40.8903 | 39.8883 | 40.3896 | 40.6098 | 40.8536 | 41.1676 | 42.0072 | 42.3372 | 42.6959 | 42.8625
17a | of which nuclear |  |  | 0 | 0 | 0 | 0 | 0 | 0 | 0 | 0 | 0 | 0 | 0 | 0 | 0 | 0 | 0 | 0 | 0 | 0
17b | of which Lignite |  |  | 0 | 0 | 0 | 0 | 0 | 0 | 0 | 0 | 0 | 0 | 0 | 0 | 0 | 0 | 0 | 0 | 0 | 0
17c | of which Hard Coal |  |  | 0 | 0 | 0 | 0 | 0 | 0 | 0 | 0 | 0 | 0 | 0 | 0 | 0 | 0 | 0 | 0 | 0 | 0
17d | of which Gas |  |  | 3.044 | 3.044 | 3.044 | 3.044 | 3.044 | 3.044 | 3.044 | 3.044 | 3.044 | 3.044 | 3.044 | 3.044 | 3.044 | 3.044 | 3.044 | 3.044 | 3.044 | 3.044
17e | of which Oil |  |  | 0.439 | 0.439 | 0.439 | 0.439 | 0.439 | 0.439 | 0.439 | 0.439 | 0.439 | 0.439 | 0.439 | 0.439 | 0.439 | 0.439 | 0.439 | 0.439 | 0.439 | 0.439
17f | of which Oil Shale |  |  | 0 | 0 | 0 | 0 | 0 | 0 | 0 | 0 | 0 | 0 | 0 | 0 | 0 | 0 | 0 | 0 | 0 | 0
17g | of which Fossil Peat |  |  | 0 | 0 | 0 | 0 | 0 | 0 | 0 | 0 | 0 | 0 | 0 | 0 | 0 | 0 | 0 | 0 | 0 | 0
17h | of which onshore wind |  |  | 22.3946 | 22.418 | 22.4393 | 22.3996 | 22.4135 | 22.4324 | 22.405 | 22.4277 | 22.4712 | 22.5909 | 22.727 | 22.8112 | 22.9027 | 23.0626 | 23.1399 | 23.2457 | 23.3989 | 23.3813
17i | of which offshore wind |  |  | 0 | 0 | 0 | 0 | 0 | 0 | 0 | 0 | 0 | 0 | 0 | 0 | 0 | 0 | 0 | 0 | 0 | 0
17j | of which Solar |  |  | 3.8686 | 3.8464 | 3.808 | 3.7877 | 3.7718 | 3.7436 | 3.7415 | 3.7426 | 3.7781 | 3.8345 | 3.9435 | 4.0797 | 4.232 | 4.386 | 4.5653 | 4.7895 | 4.995 | 5.1792
17k | of which Biomass |  |  | 0.742 | 0.742 | 0.742 | 0.742 | 0.742 | 0.742 | 0.742 | 0.742 | 0.742 | 0.742 | 0.742 | 0.742 | 0.742 | 0.742 | 0.742 | 0.742 | 0.742 | 0.742
17l | of which other RES (apart from hydro) |  |  | 1.13 | 1.13 | 1.13 | 1.13 | 1.13 | 0.952 | 0.952 | 0.952 | 0.952 | 0.952 | 1.208 | 1.208 | 1.208 | 1.208 | 1.418 | 1.418 | 1.418 | 1.418
17m | Hydro Run of River and Reservoir |  |  | 8.086 | 9.23 | 9.23 | 9.23 | 9.23 | 9.464 | 9.464 | 9.464 | 9.464 | 8.286 | 8.286 | 8.286 | 8.286 | 8.286 | 8.659 | 8.659 | 8.659 | 8.659
17n | Hydro pumping |  |  | 0 | 0 | 0 | 0 | 0 | 0 | 0 | 0 | 0 | 0 | 0 | 0 | 0 | 0 | 0 | 0 | 0 | 0
17o | of which other non-RES (incl. not clearly identifiable energy sources) |  |  | 0 | 0 | 0 | 0 | 0 | 0 | 0 | 0 | 0 | 0 | 0 | 0 | 0 | 0 | 0 | 0 | 0 | 0
18 | Available capacity (18 = 6 - (7 + 17)) |  |  | 51.671 | 51.7362 | 53.405 | 54.5026 | 55.1668 | 54.8329 | 55.0162 | 55.0571 | 55.1329 | 56.4109 | 56.3599 | 56.2043 | 56.0253 | 55.776 | 53.9931 | 53.1377 | 52.8718 | 51.9109
19 | Outages: average expected value (all power stations) under SEVERE conditions |  |  | 2.2315 | 2.3189 | 2.4273 | 2.48 | 2.5032 | 2.5032 | 2.5032 | 2.5032 | 2.5032 | 2.5032 | 2.5032 | 2.5032 | 2.5032 | 2.5032 | 2.4782 | 2.4554 | 2.4606 | 2.4091
20 | System services reserve (one hour ahead of real time) under SEVERE conditions |  |  | 0.9 | 0.9 | 0.9 | 0.9 | 0.9 | 0.9 | 0.9 | 0.9 | 0.9 | 0.9 | 0.9 | 0.9 | 0.9 | 0.9 | 0.9 | 0.9 | 0.9 | 0.9
21 | Reliably available capacity under SEVERE conditions (21 = 18 - (19 + 20)) |  |  | 48.5395 | 48.5173 | 50.0777 | 51.1226 | 51.7636 | 51.4297 | 51.6131 | 51.654 | 51.7297 | 53.0077 | 52.9567 | 52.8012 | 52.6221 | 52.3728 | 50.6149 | 49.7823 | 49.5112 | 48.6018
22 | Demand at reference point in time under SEVERE conditions (one in 20 year) |  |  | 35.72 | 38 | 39.9 | 39.9 | 39.425 | 39.425 | 39.425 | 39.1019 | 39.14 | 38.95 | 38 | 37.335 | 37.335 | 37.525 | 38.4803 | 37.92 | 36.48 | 35.066
23a | Load reduction / demand side response available at reference point in time under SEVERE conditions |  |  | 2 | 2 | 2 | 2 | 2 | 2 | 2 | 2 | 2 | 2 | 2 | 2 | 2 | 2 | 2 | 2 | 2 | 2
23b | Strategic reserves available at reference point in time under SEVERE conditions |  |  | 0 | 0 | 0 | 0 | 0 | 0 | 0 | 0 | 0 | 0 | 0 | 0 | 0 | 0 | 0 | 0 | 0 | 0
24 | Net weekly peak load for SEVERE conditions (24 = 22-23a) |  |  | 33.72 | 36 | 37.9 | 37.9 | 37.425 | 37.425 | 37.425 | 37.1019 | 37.14 | 36.95 | 36 | 35.335 | 35.335 | 35.525 | 36.4803 | 35.92 | 34.48 | 33.066
25 | Remaining capacity for SEVERE conditions (25 = 21-24) |  |  | 14.8195 | 12.5173 | 12.1777 | 13.2226 | 14.3386 | 14.0047 | 14.1881 | 14.5521 | 14.5897 | 16.0577 | 16.9567 | 17.4662 | 17.2871 | 16.8478 | 14.1347 | 13.8623 | 15.0312 | 15.5358
C1 | Weekly peak load under SEVERE conditions (unrestricted reference point in time) |  |  | 38 | 40 | 42 | 42 | 41.5 | 41.5 | 41.5 | 41.1599 | 41.2 | 41 | 40 | 39.3 | 39.3 | 39.5 | 40.0836 | 39.5 | 38 | 36.5271
C2 | Daily hour of expected weekly peak load (CET for winter, but CEST for last week; CEST for summer) |  |  | 13 | 13:00 | 13:00 | 13:00 | 13:00 | 13:00 | 13:00 | 13:00 | 13:00 | 13:00 | 14:00 | 14:00 | 14:00 | 14:00 | 14:00 | 14:00 | 14:00 | 14:00
PART D: ADDITIONAL INFORMATION FOR INTERCONNECTORS (at synchronous peak)
31 | Simultaneous importable capacity |  | From | 4.77 | 3.62 | 3.67 | 3.62 | 3.67 | 4.42 | 4.62 | 4.82 | 5.6 | 5 | 5.6 | 5.5 | 5.4 | 5.35 | 4.85 | 6.05 | 6.05 | 6.05
32 | Simultaneous exportable capacity |  | To | 4.56 | 3.91 | 3.96 | 3.96 | 3.96 | 3.96 | 3.71 | 3.71 | 3.89 | 3.89 | 4.01 | 4.01 | 4.01 | 4.41 | 4.25 | 4.25 | 4 | 4
| The off-peak dates are related to Sunday of each week |  |  | 2019-06-02 | 2019-06-09 | 2019-06-16 | 2019-06-23 | 2019-06-30 | 2019-07-07 | 2019-07-14 | 2019-07-21 | 2019-07-28 | 2019-08-04 | 2019-08-11 | 2019-08-18 | 2019-08-25 | 2019-09-01 | 2019-09-08 | 2019-09-15 | 2019-09-22 | 2019-09-29
| WEEK |  |  | 22 | 23 | 24 | 25 | 26 | 27 | 28 | 29 | 30 | 31 | 32 | 33 | 34 | 35 | 36 | 37 | 38 | 39
| Time (CET for winter, but CEST for last week of winter; CEST for summer) |  |  | 5:00 | 5:00 | 5:00 | 5:00 | 5:00 | 5:00 | 5:00 | 5:00 | 5:00 | 5:00 | 5:00 | 5:00 | 5:00 | 5:00 | 5:00 | 5:00 | 5:00 | 5:00
PART E: ADDITIONAL INFORMATION FOR NIGHT MIN DEMAND CONDITIONS
33 | Weekly Minimum Demand (overnight valley minimum) |  |  | 20.428 | 20.1485 | 20.659 | 22.114 | 22.704 | 21.2235 | 21.5985 | 22.4085 | 21.7195 | 22.4685 | 23.285 | 21.6755 | 21.329 | 21.9965 | 21.5 | 20.8655 | 20.7265 | 21.1425
34 | Must Run Generation (excluding wind/run of river) |  |  | 8.921 | 9.913 | 10.916 | 10.916 | 10.916 | 10.916 | 10.916 | 10.916 | 10.916 | 10.916 | 10.916 | 10.916 | 10.916 | 10.916 | 10.916 | 10.916 | 10.916 | 10.916
35 | Run of river generation (Must Run) |  |  | 0.9 | 0.9 | 0.9 | 0.9 | 0.9 | 0.9 | 0.9 | 0.9 | 0.9 | 0.9 | 0.9 | 0.9 | 0.9 | 0.9 | 0.9 | 0.9 | 0.9 | 0.9
36 | Downward balancing reserves (FCR, FRR) |  |  | 0.5 | 0.5 | 0.5 | 0.5 | 0.5 | 0.5 | 0.5 | 0.5 | 0.5 | 0.5 | 0.5 | 0.5 | 0.5 | 0.5 | 0.5 | 0.5 | 0.5 | 0.5
37 | Pumping Storage Capacity available (Power) |  |  | 4.059 | 4.126 | 4.126 | 4.126 | 4.126 | 4.285 | 4.285 | 4.285 | 4.285 | 4.285 | 4.582 | 4.582 | 4.582 | 4.582 | 4.406 | 4.406 | 4.406 | 4.406
38a | Highest expected onshore wind generation running |  |  | 8.7464 | 8.6554 | 8.557 | 8.4476 | 8.18 | 8.135 | 7.9886 | 8.0045 | 8.1294 | 8.0218 | 7.9043 | 8.1948 | 8.2332 | 8.5985 | 9.2378 | 9.6153 | 10.6002 | 11.2934
38b | Highest expected offshore wind generation running |  |  | 0 | 0 | 0 | 0 | 0 | 0 | 0 | 0 | 0 | 0 | 0 | 0 | 0 | 0 | 0 | 0 | 0 | 0
39 | DOWNWARD REGULATION CAPABILITIES: 39 = (33+37)-(34+35+36+38a+38b)) |  |  | 5.4196 | 4.3061 | 3.912 | 5.4764 | 6.334 | 5.0575 | 5.5789 | 6.373 | 5.5591 | 6.4157 | 7.6467 | 5.7467 | 5.3618 | 5.664 | 4.3522 | 3.3402 | 2.2163 | 1.9391
PART Ebis: ADDITIONAL INFORMATION FOR INTERCONNECTORS
Transportable capacity at night minimum demand conditions (high wind conditions)
40 | Simultaneous importable capacity |  | From | 5.05 | 4.15 | 4.9 | 4.15 | 4.9 | 5.05 | 5.05 | 5.45 | 5.25 | 5.25 | 5.25 | 4.95 | 5.35 | 5.95 | 5.65 | 5.25 | 5.95 | 6.05
41 | Simultaneous exportable capacity |  | To | 5.1 | 4.7 | 4.85 | 4.8 | 4.85 | 5.3 | 4.7 | 4.75 | 4.65 | 5.55 | 5.55 | 5.55 | 6.4 | 6.07 | 6.22 | 6.07 | 5.42 | 5.42
| Time (CET for winter, but CEST for last week of winter; CEST for summer) |  |  | 11:00 | 11:00 | 11:00 | 11:00 | 11:00 | 11:00 | 11:00 | 11:00 | 11:00 | 11:00 | 11:00 | 11:00 | 11:00 | 11:00 | 11:00 | 11:00 | 11:00 | 11:00
PART F: ADDITIONAL INFORMATION FOR DAYTIME MIN DEMAND CONDITIONS
42 | Weekly Minimum Daytime Demand (Sunday low peak + solar) |  |  | 25.1855 | 24.764 | 25.8375 | 27.368 | 27.313 | 26.012 | 26.3585 | 27.208 | 26.1585 | 27.084 | 27.6475 | 25.891 | 25.441 | 26.093 | 26.118 | 25.2355 | 25.36 | 25.8535
43 | Must Run Generation (excluding wind/PV/run of river) |  |  | 8.921 | 9.913 | 10.916 | 10.916 | 10.916 | 10.916 | 10.916 | 10.916 | 10.916 | 10.916 | 10.916 | 10.916 | 10.916 | 10.916 | 10.916 | 10.916 | 10.916 | 10.916
44 | Run of river generation (Must Run) |  |  | 0.9 | 0.9 | 0.9 | 0.9 | 0.9 | 0.9 | 0.9 | 0.9 | 0.9 | 0.9 | 0.9 | 0.9 | 0.9 | 0.9 | 0.9 | 0.9 | 0.9 | 0.9
45 | Downward balancing reserves (FCR, FRR) |  |  | 0.5 | 0.5 | 0.5 | 0.5 | 0.5 | 0.5 | 0.5 | 0.5 | 0.5 | 0.5 | 0.5 | 0.5 | 0.5 | 0.5 | 0.5 | 0.5 | 0.5 | 0.5
46 | Pumping Storage Capacity available (Power) |  |  | 4.059 | 4.126 | 4.126 | 4.126 | 4.126 | 4.285 | 4.285 | 4.285 | 4.285 | 4.285 | 4.582 | 4.582 | 4.582 | 4.582 | 4.406 | 4.406 | 4.406 | 4.406
47a | Highest expected onshore wind generation running |  |  | 8.2837 | 8.0018 | 7.6528 | 7.3778 | 6.979 | 6.9523 | 6.8476 | 6.7206 | 6.8665 | 6.7507 | 6.7755 | 7.1855 | 7.3207 | 8.0407 | 8.9509 | 9.7314 | 10.8492 | 11.4484
47b | Highest expected offshore wind generation running |  |  | 0 | 0 | 0 | 0 | 0 | 0 | 0 | 0 | 0 | 0 | 0 | 0 | 0 | 0 | 0 | 0 | 0 | 0
48 | Highest expected solar PV running |  |  | 2.831 | 2.8215 | 2.82 | 2.8115 | 2.8017 | 2.787 | 2.7848 | 2.7854 | 2.7847 | 2.7885 | 2.7951 | 2.8095 | 2.8165 | 2.8282 | 2.8437 | 2.8508 | 2.8425 | 2.8286
49 | DOWNWARD REGULATION CAPABILITIES: 49 = (42+46)-(43+44+45+47a+47b+48a+48b) |  |  | 7.8088 | 6.7537 | 7.1747 | 8.9888 | 9.3424 | 8.2417 | 8.6952 | 9.6711 | 8.4763 | 9.5137 | 10.3429 | 8.162 | 7.5698 | 7.4902 | 6.4134 | 4.7433 | 3.7583 | 3.6665
PART Fbis: ADDITIONAL INFORMATION FOR INTERCONNECTORS
Transportable capacity at daytime minimum demand conditions (high wind and high solar conditions)
50 | Simultaneous importable capacity |  | From | 5.05 | 4.15 | 4.9 | 4.15 | 4.9 | 5.05 | 5.05 | 5.45 | 5.25 | 5.25 | 5.25 | 4.95 | 5.35 | 5.95 | 5.65 | 5.25 | 5.95 | 6.05
51 | Simultaneous exportable capacity |  | To | 5.1 | 4.7 | 4.85 | 4.8 | 4.85 | 5.3 | 4.7 | 4.75 | 4.65 | 5.55 | 5.55 | 5.55 | 6.4 | 6.07 | 6.22 | 6.07 | 5.42 | 5.42

## EE
Summer Outlook Report 2019
| Power Data (all entries are assumed to be >0) |  |  | Countrycode: |  | EE | [6 empty] | Heating if temperature below: | 13.4788 |  |  |  | Cooling if temperature above: | not detected
| (Net values in GW, at a synchronous time every week) |  |  | Countryname: |  | Estonia | [6 empty] | Heating saturation temperature: | -7 |  |  |  | Cooling saturation temperature: | not detected
[13 empty] | Temperature sensitivity in heating [MW/ ͦC] | -19.7137 |  |  |  | Temperature sensitivity in cooling [MW/ ͦC] | not detected
| The peak dates are related to Wednesday of each week |  |  | 2019-05-29 | 2019-06-05 | 2019-06-12 | 2019-06-19 | 2019-06-26 | 2019-07-03 | 2019-07-10 | 2019-07-17 | 2019-07-24 | 2019-07-31 | 2019-08-07 | 2019-08-14 | 2019-08-21 | 2019-08-28 | 2019-09-04 | 2019-09-11 | 2019-09-18 | 2019-09-25
| WEEK |  |  | 22 | 23 | 24 | 25 | 26 | 27 | 28 | 29 | 30 | 31 | 32 | 33 | 34 | 35 | 36 | 37 | 38 | 39
| Time (CET for winter, but CEST last week; CEST for summer) |  |  | 19:00 | 19:00 | 19:00 | 19:00 | 19:00 | 19:00 | 19:00 | 19:00 | 19:00 | 19:00 | 19:00 | 19:00 | 19:00 | 19:00 | 19:00 | 19:00 | 19:00 | 19:00
Line | PART A : INDIGENOUS NATIONAL GENERATION | Severe conditions Average Forced Outage Rate | Normal conditions Average Forced Outage Rate
Net generating capacity:
1 | Nuclear Power | 0% | 0% | 0 | 0 | 0 | 0 | 0 | 0 | 0 | 0 | 0 | 0 | 0 | 0 | 0 | 0 | 0 | 0 | 0 | 0
2 | Fossil Fuels |  |  | 2.97 | 2.97 | 2.97 | 2.97 | 2.97 | 2.97 | 2.97 | 2.97 | 2.97 | 2.97 | 2.97 | 2.97 | 2.97 | 2.97 | 2.97 | 2.97 | 2.97 | 2.97
2a | of which Lignite | 0% | 0% | 0 | 0 | 0 | 0 | 0 | 0 | 0 | 0 | 0 | 0 | 0 | 0 | 0 | 0 | 0 | 0 | 0 | 0
2b | of which Hard Coal | 0% | 0% | 0 | 0 | 0 | 0 | 0 | 0 | 0 | 0 | 0 | 0 | 0 | 0 | 0 | 0 | 0 | 0 | 0 | 0
2c | of which Gas | 7% | 7% | 0.68 | 0.68 | 0.68 | 0.68 | 0.68 | 0.68 | 0.68 | 0.68 | 0.68 | 0.68 | 0.68 | 0.68 | 0.68 | 0.68 | 0.68 | 0.68 | 0.68 | 0.68
2d | of which Oil | 9% | 9% | 0 | 0 | 0 | 0 | 0 | 0 | 0 | 0 | 0 | 0 | 0 | 0 | 0 | 0 | 0 | 0 | 0 | 0
2e | of which Oil Shale | 9% | 9% | 2.29 | 2.29 | 2.29 | 2.29 | 2.29 | 2.29 | 2.29 | 2.29 | 2.29 | 2.29 | 2.29 | 2.29 | 2.29 | 2.29 | 2.29 | 2.29 | 2.29 | 2.29
2f | of which Fossil Peat | 0% | 0% | 0 | 0 | 0 | 0 | 0 | 0 | 0 | 0 | 0 | 0 | 0 | 0 | 0 | 0 | 0 | 0 | 0 | 0
3 | Renewable Energy Sources (other than hydro) |  |  | 0.83129 | 0.83129 | 0.83129 | 0.83129 | 0.83129 | 0.83129 | 0.83129 | 0.83129 | 0.83129 | 0.83129 | 0.83129 | 0.83129 | 0.83129 | 0.83129 | 0.83129 | 0.83129 | 0.83129 | 0.83129
3a | of which onshore wind | 0% | 0% | 0.66 | 0.66 | 0.66 | 0.66 | 0.66 | 0.66 | 0.66 | 0.66 | 0.66 | 0.66 | 0.66 | 0.66 | 0.66 | 0.66 | 0.66 | 0.66 | 0.66 | 0.66
3b | of which offshore wind | 0% | 0% | 0 | 0 | 0 | 0 | 0 | 0 | 0 | 0 | 0 | 0 | 0 | 0 | 0 | 0 | 0 | 0 | 0 | 0
3c | of which Solar (PV) | 0% | 0% | 0.002685 | 0.002685 | 0.002685 | 0.002685 | 0.002685 | 0.002685 | 0.002685 | 0.002685 | 0.002685 | 0.002685 | 0.002685 | 0.002685 | 0.002685 | 0.002685 | 0.002685 | 0.002685 | 0.002685 | 0.002685
3d | of which Biomass | 0% | 0% | 0.1515 | 0.1515 | 0.1515 | 0.1515 | 0.1515 | 0.1515 | 0.1515 | 0.1515 | 0.1515 | 0.1515 | 0.1515 | 0.1515 | 0.1515 | 0.1515 | 0.1515 | 0.1515 | 0.1515 | 0.1515
3e | of which other RES (e.g. tidal, wave, geothermal, RES waste, CSP) | 0% | 0% | 0.0171 | 0.0171 | 0.0171 | 0.0171 | 0.0171 | 0.0171 | 0.0171 | 0.0171 | 0.0171 | 0.0171 | 0.0171 | 0.0171 | 0.0171 | 0.0171 | 0.0171 | 0.0171 | 0.0171 | 0.0171
4a | Hydro Run of River and Reservoir | 0% | 0% | 0.00914 | 0.00914 | 0.00914 | 0.00914 | 0.00914 | 0.00914 | 0.00914 | 0.00914 | 0.00914 | 0.00914 | 0.00914 | 0.00914 | 0.00914 | 0.00914 | 0.00914 | 0.00914 | 0.00914 | 0.00914
4b | Hydro pumping | 0% | 0% | 0 | 0 | 0 | 0 | 0 | 0 | 0 | 0 | 0 | 0 | 0 | 0 | 0 | 0 | 0 | 0 | 0 | 0
5 | Other non-RES (e.g. CHP non-renewable, waste non-renewable) | 0% | 0% | 0 | 0 | 0 | 0 | 0 | 0 | 0 | 0 | 0 | 0 | 0 | 0 | 0 | 0 | 0 | 0 | 0 | 0
6 | Total Net generating capacity (6 = 1+2+3+4a+4b+5) |  |  | 3.8104 | 3.8104 | 3.8104 | 3.8104 | 3.8104 | 3.8104 | 3.8104 | 3.8104 | 3.8104 | 3.8104 | 3.8104 | 3.8104 | 3.8104 | 3.8104 | 3.8104 | 3.8104 | 3.8104 | 3.8104
7 | Maintenance & Overhauls (planned outages) |  |  | 0.267 | 0.267 | 0.267 | 0.267 | 0.267 | 0.267 | 0.459 | 0.459 | 0.459 | 0.459 | 0.286 | 0.368 | 0.368 | 0.368 | 0.368 | 0.368 | 0.288 | 0.288
7a | Nuclear Power |  |  | 0 | 0 | 0 | 0 | 0 | 0 | 0 | 0 | 0 | 0 | 0 | 0 | 0 | 0 | 0 | 0 | 0 | 0
7b | Lignite |  |  | 0 | 0 | 0 | 0 | 0 | 0 | 0 | 0 | 0 | 0 | 0 | 0 | 0 | 0 | 0 | 0 | 0 | 0
7c | Hard Coal |  |  | 0 | 0 | 0 | 0 | 0 | 0 | 0 | 0 | 0 | 0 | 0 | 0 | 0 | 0 | 0 | 0 | 0 | 0
7d | Gas |  |  | 0.094 | 0.094 | 0.094 | 0.094 | 0.094 | 0.094 | 0.094 | 0.094 | 0.094 | 0.094 | 0.094 | 0.094 | 0.094 | 0.094 | 0.094 | 0.094 | 0.094 | 0.094
7e | Oil |  |  | 0 | 0 | 0 | 0 | 0 | 0 | 0 | 0 | 0 | 0 | 0 | 0 | 0 | 0 | 0 | 0 | 0 | 0
7f | Oil Shale |  |  | 0.173 | 0.173 | 0.173 | 0.173 | 0.173 | 0.173 | 0.365 | 0.365 | 0.365 | 0.365 | 0.192 | 0.274 | 0.274 | 0.274 | 0.274 | 0.274 | 0.194 | 0.194
7g | Fossil Peat |  |  | 0 | 0 | 0 | 0 | 0 | 0 | 0 | 0 | 0 | 0 | 0 | 0 | 0 | 0 | 0 | 0 | 0 | 0
7h | Onshore Wind |  |  | 0 | 0 | 0 | 0 | 0 | 0 | 0 | 0 | 0 | 0 | 0 | 0 | 0 | 0 | 0 | 0 | 0 | 0
7i | Offshore Wind |  |  | 0 | 0 | 0 | 0 | 0 | 0 | 0 | 0 | 0 | 0 | 0 | 0 | 0 | 0 | 0 | 0 | 0 | 0
7j | Solar (PV) |  |  | 0 | 0 | 0 | 0 | 0 | 0 | 0 | 0 | 0 | 0 | 0 | 0 | 0 | 0 | 0 | 0 | 0 | 0
7k | Biomass |  |  | 0 | 0 | 0 | 0 | 0 | 0 | 0 | 0 | 0 | 0 | 0 | 0 | 0 | 0 | 0 | 0 | 0 | 0
7l | other RES (apart from hydro, including tidal, wave, geothermal, waste renewable, CSP,…) |  |  | 0 | 0 | 0 | 0 | 0 | 0 | 0 | 0 | 0 | 0 | 0 | 0 | 0 | 0 | 0 | 0 | 0 | 0
7m | Hydro Run of River and Reservoir |  |  | 0 | 0 | 0 | 0 | 0 | 0 | 0 | 0 | 0 | 0 | 0 | 0 | 0 | 0 | 0 | 0 | 0 | 0
7n | Hydro pumping |  |  | 0 | 0 | 0 | 0 | 0 | 0 | 0 | 0 | 0 | 0 | 0 | 0 | 0 | 0 | 0 | 0 | 0 | 0
7o | Other non-RES (incl. not clearly identifiable energy sources) |  |  | 0 | 0 | 0 | 0 | 0 | 0 | 0 | 0 | 0 | 0 | 0 | 0 | 0 | 0 | 0 | 0 | 0 | 0
PART B : DATA FOR NORMAL CONDITIONS
8 | Non-usable capacity at reference point (all power stations including mothballed, authorization & technical & legal constraints, energy source unavailability etc. ) |  |  | 0.57333 | 0.56794 | 0.57544 | 0.57694 | 0.58076 | 0.58841 | 0.58709 | 0.59115 | 0.59177 | 0.59101 | 0.58812 | 0.5775 | 0.56695 | 0.56203 | 0.55367 | 0.54609 | 0.53981 | 0.52527
8a | of which nuclear
8b | of which Lignite
8c | of which Hard Coal
8d | of which Gas
8e | of which Oil
8f | of which Oil Shale
8g | of which Fossil Peat
8h | of which onshore wind |  |  | 0.57093 | 0.56555 | 0.57307 | 0.57458 | 0.5784 | 0.58605 | 0.58471 | 0.58876 | 0.58936 | 0.58857 | 0.58565 | 0.57498 | 0.56438 | 0.55942 | 0.55102 | 0.54342 | 0.53713 | 0.52258
8i | of which offshore wind |  |  | 0 | 0 | 0 | 0 | 0 | 0 | 0 | 0 | 0 | 0 | 0 | 0 | 0 | 0 | 0 | 0 | 0 | 0
8j | of which Solar |  |  | 0.0024034 | 0.0023872 | 0.0023718 | 0.0023629 | 0.0023596 | 0.0023635 | 0.0023744 | 0.0023925 | 0.0024157 | 0.0024394 | 0.0024784 | 0.0025194 | 0.0025663 | 0.0026072 | 0.0026452 | 0.0026698 | 0.0026825 | 0.002685
8k | of which Biomass
8l | of which other RES (apart from hydro)
8m | Hydro Run of River and Reservoir
8n | Hydro pumping
8o | of which other non-RES (incl. not clearly identifiable energy sources)
9 | Available capacity (9 = 6 - (7 + 8)) |  |  | 2.9701 | 2.9755 | 2.968 | 2.9665 | 2.9627 | 2.955 | 2.7643 | 2.7603 | 2.7597 | 2.7604 | 2.9363 | 2.8649 | 2.8755 | 2.8804 | 2.8888 | 2.8963 | 2.9826 | 2.9972
10 | Outages: average expected value (all power stations) |  |  | 0.23155 | 0.23155 | 0.23155 | 0.23155 | 0.23155 | 0.23155 | 0.21427 | 0.21427 | 0.21427 | 0.21427 | 0.22984 | 0.22246 | 0.22246 | 0.22246 | 0.22246 | 0.22246 | 0.22966 | 0.22966
11 | System services reserve (one hour ahead of real time) |  |  | 0.25 | 0.25 | 0.25 | 0.25 | 0.25 | 0.25 | 0.25 | 0.25 | 0.25 | 0.25 | 0.25 | 0.25 | 0.25 | 0.25 | 0.25 | 0.25 | 0.25 | 0.25
12 | Reliably available capacity (12 = 9 - (10 + 11)) |  |  | 2.4885 | 2.4939 | 2.4864 | 2.4849 | 2.4811 | 2.4735 | 2.3001 | 2.296 | 2.2954 | 2.2961 | 2.4565 | 2.3925 | 2.403 | 2.4079 | 2.4163 | 2.4239 | 2.503 | 2.5175
13 | Demand at reference point in time |  |  | 0.9 | 0.91 | 0.91 | 0.89 | 0.86 | 0.9 | 0.86 | 0.88 | 0.86 | 0.86 | 0.88 | 0.86 | 0.89 | 0.92 | 0.91 | 0.93 | 0.92 | 0.996
13b | Population average daily (24h) temperature (degrees Celsius) |  |  | 12.6521 | 13.73 | 14.6834 | 15.4984 | 16.1633 | 16.6691 | 17.0094 | 17.1803 | 17.1808 | 17.0126 | 16.68 | 16.1898 | 15.5513 | 14.7763 | 13.8785 | 12.8736 | 11.779 | 10.6137
14a | Load reduction / demand side response available at reference point in time
14b | Strategic reserves available at reference point in time
15 | Net weekly load at reference point in time (15 = 13-14a) |  |  | 0.9 | 0.91 | 0.91 | 0.89 | 0.86 | 0.9 | 0.86 | 0.88 | 0.86 | 0.86 | 0.88 | 0.86 | 0.89 | 0.92 | 0.91 | 0.93 | 0.92 | 0.996
16 | Remaining capacity at reference point in time (16 = 12- 15) |  |  | 1.5885 | 1.5839 | 1.5764 | 1.5949 | 1.6211 | 1.5735 | 1.4401 | 1.416 | 1.4354 | 1.4361 | 1.5765 | 1.5325 | 1.513 | 1.4879 | 1.5063 | 1.4939 | 1.583 | 1.5215
B1 | Weekly peak load (unrestricted reference point in time) |  |  | 1.0574 | 1.0413 | 1.0292 | 1.0206 | 1.015 | 1.0115 | 1.0096 | 1.0088 | 1.0088 | 1.0096 | 1.0115 | 1.0148 | 1.0201 | 1.0281 | 1.0393 | 1.0539 | 1.0721 | 1.0937
B2 | Daily hour of expected weekly peak load (CET for winter, but CEST for last week; CEST for summer) |  |  | 19:00 | 19:00 | 19:00 | 19:00 | 19:00 | 19:00 | 19:00 | 19:00 | 19:00 | 19:00 | 19:00 | 19:00 | 19:00 | 19:00 | 19:00 | 19:00 | 19:00 | 19:00
.
PART C : DATA FOR SEVERE CONDITIONS
17 | Non-usable capacity at reference point (all power stations including mothballed, authorization & technical & legal constraints, energy source unavailability etc. ) |  |  | 0.65538 | 0.65511 | 0.655 | 0.65605 | 0.65627 | 0.65644 | 0.65683 | 0.65716 | 0.6573 | 0.65764 | 0.65792 | 0.65712 | 0.65747 | 0.65775 | 0.65732 | 0.6568 | 0.65627 | 0.6543
17a | of which nuclear
17b | of which Lignite
17c | of which Hard Coal
17d | of which Gas
17e | of which Oil
17f | of which Oil Shale
17g | of which Fossil Peat
17h | of which onshore wind |  |  | 0.65289 | 0.65265 | 0.65254 | 0.65359 | 0.65382 | 0.65399 | 0.65438 | 0.6547 | 0.65481 | 0.65513 | 0.65536 | 0.65452 | 0.65483 | 0.65508 | 0.65463 | 0.65412 | 0.65359 | 0.65162
17i | of which offshore wind |  |  | 0 | 0 | 0 | 0 | 0 | 0 | 0 | 0 | 0 | 0 | 0 | 0 | 0 | 0 | 0 | 0 | 0 | 0
17j | of which Solar |  |  | 0.0024913 | 0.0024675 | 0.0024636 | 0.0024564 | 0.0024545 | 0.0024461 | 0.0024484 | 0.0024586 | 0.0024878 | 0.002519 | 0.002565 | 0.0026057 | 0.00264 | 0.0026672 | 0.0026815 | 0.0026849 | 0.002685 | 0.002685
17k | of which Biomass
17l | of which other RES (apart from hydro)
17m | Hydro Run of River and Reservoir
17n | Hydro pumping
17o | of which other non-RES (incl. not clearly identifiable energy sources)
18 | Available capacity (18 = 6 - (7 + 17)) |  |  | 2.888 | 2.8883 | 2.8884 | 2.8874 | 2.8872 | 2.887 | 2.6946 | 2.6943 | 2.6941 | 2.6938 | 2.8665 | 2.7853 | 2.785 | 2.7847 | 2.7851 | 2.7856 | 2.8662 | 2.8681
19 | Outages: average expected value (all power stations) under SEVERE conditions |  |  | 0.23155 | 0.23155 | 0.23155 | 0.23155 | 0.23155 | 0.23155 | 0.21427 | 0.21427 | 0.21427 | 0.21427 | 0.22984 | 0.22246 | 0.22246 | 0.22246 | 0.22246 | 0.22246 | 0.22966 | 0.22966
20 | System services reserve (one hour ahead of real time) under SEVERE conditions |  |  | 0.25 | 0.25 | 0.25 | 0.25 | 0.25 | 0.25 | 0.25 | 0.25 | 0.25 | 0.25 | 0.25 | 0.25 | 0.25 | 0.25 | 0.25 | 0.25 | 0.25 | 0.25
21 | Reliably available capacity under SEVERE conditions (21 = 18 - (19 + 20)) |  |  | 2.4065 | 2.4068 | 2.4069 | 2.4058 | 2.4056 | 2.4054 | 2.2303 | 2.23 | 2.2299 | 2.2295 | 2.3867 | 2.3128 | 2.3125 | 2.3122 | 2.3126 | 2.3132 | 2.3865 | 2.3885
22 | Demand at reference point in time under SEVERE conditions (one in 20 year) |  |  | 1.1 | 1.11 | 1.11 | 1.09 | 1.06 | 1.1 | 1.06 | 1.08 | 1.06 | 1.06 | 1.08 | 1.06 | 1.09 | 1.12 | 1.11 | 1.13 | 1.12 | 1.196
23a | Load reduction / demand side response available at reference point in time under SEVERE conditions
23b | Strategic reserves available at reference point in time under SEVERE conditions
24 | Net weekly peak load for SEVERE conditions (24 = 22-23a) |  |  | 1.1 | 1.11 | 1.11 | 1.09 | 1.06 | 1.1 | 1.06 | 1.08 | 1.06 | 1.06 | 1.08 | 1.06 | 1.09 | 1.12 | 1.11 | 1.13 | 1.12 | 1.196
25 | Remaining capacity for SEVERE conditions (25 = 21-24) |  |  | 1.3065 | 1.2968 | 1.2969 | 1.3158 | 1.3456 | 1.3054 | 1.1703 | 1.15 | 1.1699 | 1.1695 | 1.3067 | 1.2528 | 1.2225 | 1.1922 | 1.2026 | 1.1832 | 1.2665 | 1.1925
C1 | Weekly peak load under SEVERE conditions (unrestricted reference point in time) |  |  | 1.2574 | 1.2413 | 1.2292 | 1.2206 | 1.215 | 1.2115 | 1.2096 | 1.2088 | 1.2088 | 1.2096 | 1.2115 | 1.2148 | 1.2201 | 1.2281 | 1.2393 | 1.2539 | 1.2721 | 1.2937
C2 | Daily hour of expected weekly peak load (CET for winter, but CEST for last week; CEST for summer) |  |  | 19:00 | 19:00 | 19:00 | 19:00 | 19:00 | 19:00 | 19:00 | 19:00 | 19:00 | 19:00 | 19:00 | 19:00 | 19:00 | 19:00 | 19:00 | 19:00 | 19:00 | 19:00
PART D: ADDITIONAL INFORMATION FOR INTERCONNECTORS (at synchronous peak)
31 | Simultaneous importable capacity |  | From | 1.813 | 1.813 | 1.813 | 1.813 | 1.813 | 1.813 | 1.813 | 1.813 | 1.813 | 1.813 | 1.813 | 1.813 | 1.813 | 1.813 | 1.813 | 1.813 | 1.813 | 1.813
32 | Simultaneous exportable capacity |  | To | 1.813 | 1.813 | 1.813 | 1.813 | 1.813 | 1.813 | 1.813 | 1.813 | 1.813 | 1.813 | 1.813 | 1.813 | 1.813 | 1.813 | 1.813 | 1.813 | 1.813 | 1.813
| The off-peak dates are related to Sunday of each week |  |  | 2019-06-02 | 2019-06-09 | 2019-06-16 | 2019-06-23 | 2019-06-30 | 2019-07-07 | 2019-07-14 | 2019-07-21 | 2019-07-28 | 2019-08-04 | 2019-08-11 | 2019-08-18 | 2019-08-25 | 2019-09-01 | 2019-09-08 | 2019-09-15 | 2019-09-22 | 2019-09-29
| WEEK |  |  | 22 | 23 | 24 | 25 | 26 | 27 | 28 | 29 | 30 | 31 | 32 | 33 | 34 | 35 | 36 | 37 | 38 | 39
| Time (CET for winter, but CEST for last week of winter; CEST for summer) |  |  | 5:00 | 5:00 | 5:00 | 5:00 | 5:00 | 5:00 | 5:00 | 5:00 | 5:00 | 5:00 | 5:00 | 5:00 | 5:00 | 5:00 | 5:00 | 5:00 | 5:00 | 5:00
PART E: ADDITIONAL INFORMATION FOR NIGHT MIN DEMAND CONDITIONS
33 | Weekly Minimum Demand (overnight valley minimum) |  |  | 0.54 | 0.57 | 0.58 | 0.58 | 0.61 | 0.59 | 0.59 | 0.589 | 0.63 | 0.63 | 0.63 | 0.61 | 0.62 | 0.61 | 0.61 | 0.62 | 0.64 | 0.66
34 | Must Run Generation (excluding wind/run of river)
35 | Run of river generation (Must Run)
36 | Downward balancing reserves (FCR, FRR)
37 | Pumping Storage Capacity available (Power)
38a | Highest expected onshore wind generation running |  |  | 0.38853 | 0.38411 | 0.36712 | 0.33797 | 0.32532 | 0.30459 | 0.30957 | 0.31361 | 0.31827 | 0.33295 | 0.33615 | 0.36098 | 0.37965 | 0.40874 | 0.42768 | 0.45847 | 0.49185 | 0.50487
38b | Highest expected offshore wind generation running |  |  | 0 | 0 | 0 | 0 | 0 | 0 | 0 | 0 | 0 | 0 | 0 | 0 | 0 | 0 | 0 | 0 | 0 | 0
39 | DOWNWARD REGULATION CAPABILITIES: 39 = (33+37)-(34+35+36+38a+38b)) |  |  | 0.15147 | 0.18589 | 0.21288 | 0.24203 | 0.28468 | 0.28541 | 0.28043 | 0.27539 | 0.31173 | 0.29705 | 0.29385 | 0.24902 | 0.24035 | 0.20126 | 0.18232 | 0.16153 | 0.14815 | 0.15513
PART Ebis: ADDITIONAL INFORMATION FOR INTERCONNECTORS
Transportable capacity at night minimum demand conditions (high wind conditions)
40 | Simultaneous importable capacity |  | From | 1.813 | 1.813 | 1.813 | 1.813 | 1.813 | 1.813 | 1.813 | 1.813 | 1.813 | 1.813 | 1.813 | 1.813 | 1.813 | 1.813 | 1.813 | 1.813 | 1.813 | 1.813
41 | Simultaneous exportable capacity |  | To | 1.813 | 1.813 | 1.813 | 1.813 | 1.813 | 1.813 | 1.813 | 1.813 | 1.813 | 1.813 | 1.813 | 1.813 | 1.813 | 1.813 | 1.813 | 1.813 | 1.813 | 1.813
| Time (CET for winter, but CEST for last week of winter; CEST for summer) |  |  | 11:00 | 11:00 | 11:00 | 11:00 | 11:00 | 11:00 | 11:00 | 11:00 | 11:00 | 11:00 | 11:00 | 11:00 | 11:00 | 11:00 | 11:00 | 11:00 | 11:00 | 11:00
PART F: ADDITIONAL INFORMATION FOR DAYTIME MIN DEMAND CONDITIONS
42 | Weekly Minimum Daytime Demand (Sunday low peak + solar) |  |  | 0.62 | 0.6 | 0.55 | 0.52 | 0.53 | 0.49 | 0.49 | 0.495 | 0.58 | 0.55 | 0.57 | 0.58 | 0.56 | 0.6 | 0.61 | 0.61 | 0.61 | 0.66
43 | Must Run Generation (excluding wind/PV/run of river)
44 | Run of river generation (Must Run)
45 | Downward balancing reserves (FCR, FRR)
46 | Pumping Storage Capacity available (Power)
47a | Highest expected onshore wind generation running |  |  | 0.41494 | 0.40671 | 0.39264 | 0.37807 | 0.3665 | 0.32881 | 0.34394 | 0.34303 | 0.34916 | 0.37519 | 0.37632 | 0.40686 | 0.42358 | 0.44432 | 0.46818 | 0.48737 | 0.51291 | 0.51261
47b | Highest expected offshore wind generation running |  |  | 0 | 0 | 0 | 0 | 0 | 0 | 0 | 0 | 0 | 0 | 0 | 0 | 0 | 0 | 0 | 0 | 0 | 0
48 | Highest expected solar PV running |  |  | 0.0018257 | 0.0018169 | 0.0018047 | 0.0017945 | 0.0017791 | 0.0017666 | 0.0017522 | 0.0017327 | 0.0017068 | 0.0016847 | 0.0016612 | 0.0016236 | 0.0015798 | 0.0015395 | 0.0014872 | 0.0014485 | 0.0013944 | 0.0013184
49 | DOWNWARD REGULATION CAPABILITIES: 49 = (42+46)-(43+44+45+47a+47b+48a+48b) |  |  | 0.20324 | 0.19147 | 0.15556 | 0.14013 | 0.16172 | 0.15942 | 0.14431 | 0.15024 | 0.22914 | 0.17313 | 0.19202 | 0.17151 | 0.13484 | 0.15414 | 0.14033 | 0.12118 | 0.095695 | 0.14607
PART Fbis: ADDITIONAL INFORMATION FOR INTERCONNECTORS
Transportable capacity at daytime minimum demand conditions (high wind and high solar conditions)
50 | Simultaneous importable capacity |  | From | 1.813 | 1.813 | 1.813 | 1.813 | 1.813 | 1.813 | 1.813 | 1.813 | 1.813 | 1.813 | 1.813 | 1.813 | 1.813 | 1.813 | 1.813 | 1.813 | 1.813 | 1.813
51 | Simultaneous exportable capacity |  | To | 1.813 | 1.813 | 1.813 | 1.813 | 1.813 | 1.813 | 1.813 | 1.813 | 1.813 | 1.813 | 1.813 | 1.813 | 1.813 | 1.813 | 1.813 | 1.813 | 1.813 | 1.813

## DK
Summer Outlook Report 2019
| Power Data (all entries are assumed to be >0) |  |  | Countrycode: |  | DK | [6 empty] | Heating if temperature below: | 15.2095 |  |  |  | Cooling if temperature above: | not detected
| (Net values in GW, at a synchronous time every week) |  |  | Countryname: |  | Denmark | [6 empty] | Heating saturation temperature: | -3 |  |  |  | Cooling saturation temperature: | not detected
[13 empty] | Temperature sensitivity in heating [MW/ ͦC] | -76.9253 |  |  |  | Temperature sensitivity in cooling [MW/ ͦC] | not detected
| The peak dates are related to Wednesday of each week |  |  | 2019-05-29 | 2019-06-05 | 2019-06-12 | 2019-06-19 | 2019-06-26 | 2019-07-03 | 2019-07-10 | 2019-07-17 | 2019-07-24 | 2019-07-31 | 2019-08-07 | 2019-08-14 | 2019-08-21 | 2019-08-28 | 2019-09-04 | 2019-09-11 | 2019-09-18 | 2019-09-25
| WEEK |  |  | 22 | 23 | 24 | 25 | 26 | 27 | 28 | 29 | 30 | 31 | 32 | 33 | 34 | 35 | 36 | 37 | 38 | 39
| Time (CET for winter, but CEST last week; CEST for summer) |  |  | 19:00 | 19:00 | 19:00 | 19:00 | 19:00 | 19:00 | 19:00 | 19:00 | 19:00 | 19:00 | 19:00 | 19:00 | 19:00 | 19:00 | 19:00 | 19:00 | 19:00 | 19:00
Line | PART A : INDIGENOUS NATIONAL GENERATION | Severe conditions Average Forced Outage Rate | Normal conditions Average Forced Outage Rate
Net generating capacity:
1 | Nuclear Power | 5% | 5% | 0 | 0 | 0 | 0 | 0 | 0 | 0 | 0 | 0 | 0 | 0 | 0 | 0 | 0 | 0 | 0 | 0 | 0
2 | Fossil Fuels |  |  | 4.127 | 4.127 | 4.127 | 4.127 | 4.127 | 4.127 | 4.127 | 4.127 | 4.127 | 4.127 | 4.127 | 4.127 | 4.127 | 4.127 | 4.127 | 4.127 | 4.127 | 4.127
2a | of which Lignite | 9% | 9% | 0 | 0 | 0 | 0 | 0 | 0 | 0 | 0 | 0 | 0 | 0 | 0 | 0 | 0 | 0 | 0 | 0 | 0
2b | of which Hard Coal | 10% | 10% | 1.538 | 1.538 | 1.538 | 1.538 | 1.538 | 1.538 | 1.538 | 1.538 | 1.538 | 1.538 | 1.538 | 1.538 | 1.538 | 1.538 | 1.538 | 1.538 | 1.538 | 1.538
2c | of which Gas | 7% | 7% | 1.739 | 1.739 | 1.739 | 1.739 | 1.739 | 1.739 | 1.739 | 1.739 | 1.739 | 1.739 | 1.739 | 1.739 | 1.739 | 1.739 | 1.739 | 1.739 | 1.739 | 1.739
2d | of which Oil | 9% | 9% | 0.85 | 0.85 | 0.85 | 0.85 | 0.85 | 0.85 | 0.85 | 0.85 | 0.85 | 0.85 | 0.85 | 0.85 | 0.85 | 0.85 | 0.85 | 0.85 | 0.85 | 0.85
2e | of which Oil Shale | 8.75% | 8.75% | 0 | 0 | 0 | 0 | 0 | 0 | 0 | 0 | 0 | 0 | 0 | 0 | 0 | 0 | 0 | 0 | 0 | 0
2f | of which Fossil Peat | 8.75% | 8.75% | 0 | 0 | 0 | 0 | 0 | 0 | 0 | 0 | 0 | 0 | 0 | 0 | 0 | 0 | 0 | 0 | 0 | 0
3 | Renewable Energy Sources (other than hydro) |  |  | 9.113 | 9.113 | 9.113 | 9.113 | 9.113 | 9.113 | 9.113 | 9.113 | 9.113 | 9.113 | 9.113 | 9.113 | 9.113 | 9.113 | 9.113 | 9.113 | 9.113 | 9.113
3a | of which onshore wind | 0% | 0% | 4.327 | 4.327 | 4.327 | 4.327 | 4.327 | 4.327 | 4.327 | 4.327 | 4.327 | 4.327 | 4.327 | 4.327 | 4.327 | 4.327 | 4.327 | 4.327 | 4.327 | 4.327
3b | of which offshore wind | 0% | 0% | 1.702 | 1.702 | 1.702 | 1.702 | 1.702 | 1.702 | 1.702 | 1.702 | 1.702 | 1.702 | 1.702 | 1.702 | 1.702 | 1.702 | 1.702 | 1.702 | 1.702 | 1.702
3c | of which Solar (PV) | 0% | 0% | 1.025 | 1.025 | 1.025 | 1.025 | 1.025 | 1.025 | 1.025 | 1.025 | 1.025 | 1.025 | 1.025 | 1.025 | 1.025 | 1.025 | 1.025 | 1.025 | 1.025 | 1.025
3d | of which Biomass | 10% | 10% | 1.653 | 1.653 | 1.653 | 1.653 | 1.653 | 1.653 | 1.653 | 1.653 | 1.653 | 1.653 | 1.653 | 1.653 | 1.653 | 1.653 | 1.653 | 1.653 | 1.653 | 1.653
3e | of which other RES (e.g. tidal, wave, geothermal, RES waste, CSP) | 0% | 0% | 0.406 | 0.406 | 0.406 | 0.406 | 0.406 | 0.406 | 0.406 | 0.406 | 0.406 | 0.406 | 0.406 | 0.406 | 0.406 | 0.406 | 0.406 | 0.406 | 0.406 | 0.406
4a | Hydro Run of River and Reservoir | 0% | 0% | 0.0069 | 0.0069 | 0.0069 | 0.0069 | 0.0069 | 0.0069 | 0.0069 | 0.0069 | 0.0069 | 0.0069 | 0.0069 | 0.0069 | 0.0069 | 0.0069 | 0.0069 | 0.0069 | 0.0069 | 0.0069
4b | Hydro pumping | 0% | 0% | 0 | 0 | 0 | 0 | 0 | 0 | 0 | 0 | 0 | 0 | 0 | 0 | 0 | 0 | 0 | 0 | 0 | 0
5 | Other non-RES (e.g. CHP non-renewable, waste non-renewable) | 0% | 0% | 0 | 0 | 0 | 0 | 0 | 0 | 0 | 0 | 0 | 0 | 0 | 0 | 0 | 0 | 0 | 0 | 0 | 0
6 | Total Net generating capacity (6 = 1+2+3+4a+4b+5) |  |  | 13.2469 | 13.2469 | 13.2469 | 13.2469 | 13.2469 | 13.2469 | 13.2469 | 13.2469 | 13.2469 | 13.2469 | 13.2469 | 13.2469 | 13.2469 | 13.2469 | 13.2469 | 13.2469 | 13.2469 | 13.2469
7 | Maintenance & Overhauls (planned outages) |  |  | 0.738 | 1.22 | 1.747 | 1.714 | 1.714 | 1.556 | 1.302 | 1.232 | 1.232 | 1.659 | 2.069 | 1.724 | 1.724 | 0.887 | 0.887 | 0.887 | 0.089 | 0.089
7a | Nuclear Power |  |  | 0 | 0 | 0 | 0 | 0 | 0 | 0 | 0 | 0 | 0 | 0 | 0 | 0 | 0 | 0 | 0 | 0 | 0
7b | Lignite |  |  | 0 | 0 | 0 | 0 | 0 | 0 | 0 | 0 | 0 | 0 | 0 | 0 | 0 | 0 | 0 | 0 | 0 | 0
7c | Hard Coal |  |  | 0.705 | 1.117 | 0.716 | 0.716 | 0.716 | 0.304 | 0.304 | 0.304 | 0.304 | 0.304 | 0.714 | 0.714 | 0.714 | 0.304 | 0.304 | 0.304 | 0.054 | 0.054
7d | Gas |  |  | 0 | 0 | 0.126 | 0.126 | 0.126 | 0.126 | 0.126 | 0.126 | 0.126 | 0.461 | 0.461 | 0.461 | 0.461 | 0.126 | 0.126 | 0.126 | 0 | 0
7e | Oil |  |  | 0 | 0 | 0 | 0 | 0 | 0 | 0 | 0 | 0 | 0 | 0 | 0 | 0 | 0 | 0 | 0 | 0 | 0
7f | Oil Shale |  |  | 0 | 0 | 0 | 0 | 0 | 0 | 0 | 0 | 0 | 0 | 0 | 0 | 0 | 0 | 0 | 0 | 0 | 0
7g | Fossil Peat |  |  | 0 | 0 | 0 | 0 | 0 | 0 | 0 | 0 | 0 | 0 | 0 | 0 | 0 | 0 | 0 | 0 | 0 | 0
7h | Onshore Wind |  |  | 0 | 0 | 0 | 0 | 0 | 0 | 0 | 0 | 0 | 0 | 0 | 0 | 0 | 0 | 0 | 0 | 0 | 0
7i | Offshore Wind |  |  | 0.033 | 0.033 | 0.033 | 0 | 0 | 0 | 0 | 0 | 0 | 0 | 0 | 0 | 0 | 0 | 0 | 0 | 0 | 0
7j | Solar (PV) |  |  | 0 | 0 | 0 | 0 | 0 | 0 | 0 | 0 | 0 | 0 | 0 | 0 | 0 | 0 | 0 | 0 | 0 | 0
7k | Biomass |  |  | 0 | 0.07 | 0.872 | 0.872 | 0.872 | 1.126 | 0.872 | 0.802 | 0.802 | 0.894 | 0.894 | 0.549 | 0.549 | 0.457 | 0.457 | 0.457 | 0.035 | 0.035
7l | other RES (apart from hydro, including tidal, wave, geothermal, waste renewable, CSP,…) |  |  | 0 | 0 | 0 | 0 | 0 | 0 | 0 | 0 | 0 | 0 | 0 | 0 | 0 | 0 | 0 | 0 | 0 | 0
7m | Hydro Run of River and Reservoir |  |  | 0 | 0 | 0 | 0 | 0 | 0 | 0 | 0 | 0 | 0 | 0 | 0 | 0 | 0 | 0 | 0 | 0 | 0
7n | Hydro pumping |  |  | 0 | 0 | 0 | 0 | 0 | 0 | 0 | 0 | 0 | 0 | 0 | 0 | 0 | 0 | 0 | 0 | 0 | 0
7o | Other non-RES (incl. not clearly identifiable energy sources) |  |  | 0 | 0 | 0 | 0 | 0 | 0 | 0 | 0 | 0 | 0 | 0 | 0 | 0 | 0 | 0 | 0 | 0 | 0
PART B : DATA FOR NORMAL CONDITIONS
8 | Non-usable capacity at reference point (all power stations including mothballed, authorization & technical & legal constraints, energy source unavailability etc. ) |  |  | 5.4163 | 5.3651 | 5.3855 | 5.4436 | 5.444 | 5.425 | 5.4718 | 5.5606 | 5.5863 | 5.6333 | 5.6511 | 5.5897 | 5.5744 | 5.4929 | 5.413 | 5.4 | 5.3704 | 5.3109
8a | of which nuclear
8b | of which Lignite
8c | of which Hard Coal
8d | of which Gas
8e | of which Oil
8f | of which Oil Shale
8g | of which Fossil Peat
8h | of which onshore wind |  |  | 3.4766 | 3.4468 | 3.46 | 3.4789 | 3.4749 | 3.4527 | 3.4836 | 3.5325 | 3.5403 | 3.5747 | 3.5684 | 3.5148 | 3.5052 | 3.4313 | 3.3721 | 3.3577 | 3.333 | 3.2996
8i | of which offshore wind |  |  | 1.1208 | 1.108 | 1.1209 | 1.1627 | 1.1692 | 1.1716 | 1.1844 | 1.2185 | 1.2262 | 1.2266 | 1.2337 | 1.2091 | 1.1814 | 1.1491 | 1.1023 | 1.0801 | 1.0522 | 1.0075
8j | of which Solar |  |  | 0.81882 | 0.81036 | 0.80472 | 0.80193 | 0.79995 | 0.80069 | 0.8037 | 0.80959 | 0.81977 | 0.83208 | 0.84907 | 0.86583 | 0.88789 | 0.91248 | 0.93866 | 0.96219 | 0.98531 | 1.0038
8k | of which Biomass
8l | of which other RES (apart from hydro)
8m | Hydro Run of River and Reservoir
8n | Hydro pumping
8o | of which other non-RES (incl. not clearly identifiable energy sources)
9 | Available capacity (9 = 6 - (7 + 8)) |  |  | 7.0926 | 6.6618 | 6.1144 | 6.0893 | 6.0889 | 6.2659 | 6.4731 | 6.4543 | 6.4286 | 5.9546 | 5.5268 | 5.9332 | 5.9485 | 6.867 | 6.9469 | 6.9599 | 7.7875 | 7.847
10 | Outages: average expected value (all power stations) |  |  | 0.44683 | 0.39863 | 0.34971 | 0.34971 | 0.34971 | 0.36551 | 0.39091 | 0.39791 | 0.39791 | 0.36526 | 0.32426 | 0.35876 | 0.35876 | 0.43241 | 0.43241 | 0.43241 | 0.50843 | 0.50843
11 | System services reserve (one hour ahead of real time) |  |  | 1.07 | 1.07 | 1.07 | 1.07 | 1.07 | 1.07 | 1.07 | 1.07 | 1.07 | 1.07 | 1.07 | 1.07 | 1.07 | 1.07 | 1.07 | 1.07 | 1.07 | 1.07
12 | Reliably available capacity (12 = 9 - (10 + 11)) |  |  | 5.5758 | 5.1931 | 4.6947 | 4.6696 | 4.6692 | 4.8304 | 5.0122 | 4.9864 | 4.9607 | 4.5193 | 4.1325 | 4.5044 | 4.5197 | 5.3646 | 5.4445 | 5.4575 | 6.209 | 6.2686
13 | Demand at reference point in time |  |  | 3.63 | 3.91 | 3.67 | 3.71 | 3.79 | 3.76 | 3.7 | 3.23 | 3.29 | 3.52 | 3.81 | 3.87 | 3.99 | 3.94 | 4.05 | 4.02 | 4.22 | 4.23
13b | Population average daily (24h) temperature (degrees Celsius) |  |  | 12.8958 | 13.8056 | 14.6378 | 15.3787 | 16.0163 | 16.5402 | 16.9421 | 17.2155 | 17.3559 | 17.3613 | 17.2316 | 16.9688 | 16.5773 | 16.0636 | 15.4359 | 14.7047 | 13.8822 | 12.982
14a | Load reduction / demand side response available at reference point in time |  |  | 0 | 0 | 0 | 0 | 0 | 0 | 0 | 0 | 0 | 0 | 0 | 0 | 0 | 0 | 0 | 0 | 0 | 0
14b | Strategic reserves available at reference point in time |  |  | 0 | 0 | 0 | 0 | 0 | 0 | 0 | 0 | 0 | 0 | 0 | 0 | 0 | 0 | 0 | 0 | 0 | 0
15 | Net weekly load at reference point in time (15 = 13-14a) |  |  | 3.63 | 3.91 | 3.67 | 3.71 | 3.79 | 3.76 | 3.7 | 3.23 | 3.29 | 3.52 | 3.81 | 3.87 | 3.99 | 3.94 | 4.05 | 4.02 | 4.22 | 4.23
16 | Remaining capacity at reference point in time (16 = 12- 15) |  |  | 1.9458 | 1.2831 | 1.0247 | 0.95963 | 0.87919 | 1.0704 | 1.3122 | 1.7564 | 1.6707 | 0.99931 | 0.32252 | 0.6344 | 0.5297 | 1.4246 | 1.3945 | 1.4375 | 1.989 | 2.0386
B1 | Weekly peak load (unrestricted reference point in time) |  |  | 4.31 | 4.41 | 4.33 | 4.37 | 4.47 | 4.38 | 4.37 | 3.92 | 3.81 | 4.13 | 4.49 | 4.5 | 4.53 | 4.48 | 4.61 | 4.5 | 4.58 | 4.46
B2 | Daily hour of expected weekly peak load (CET for winter, but CEST for last week; CEST for summer) |  |  | 10:00 | 10:00 | 11:00 | 11:00 | 11:00 | 10:00 | 11:00 | 10:00 | 10:00 | 10:00 | 11:00 | 10:00 | 10:00 | 10:00 | 10:00 | 10:00 | 10:00 | 11:00
.
PART C : DATA FOR SEVERE CONDITIONS
17 | Non-usable capacity at reference point (all power stations including mothballed, authorization & technical & legal constraints, energy source unavailability etc. ) |  |  | 6.7174 | 6.7234 | 6.746 | 6.7796 | 6.7723 | 6.7656 | 6.7858 | 6.79 | 6.8031 | 6.8183 | 6.833 | 6.8511 | 6.8717 | 6.8682 | 6.8618 | 6.8778 | 6.8999 | 6.9128
17a | of which nuclear
17b | of which Lignite
17c | of which Hard Coal
17d | of which Gas
17e | of which Oil
17f | of which Oil Shale
17g | of which Fossil Peat
17h | of which onshore wind |  |  | 4.2175 | 4.2249 | 4.2422 | 4.2497 | 4.2448 | 4.2416 | 4.2538 | 4.2531 | 4.2567 | 4.2617 | 4.2608 | 4.2592 | 4.2571 | 4.245 | 4.2302 | 4.2309 | 4.2401 | 4.2426
17i | of which offshore wind |  |  | 1.6078 | 1.6113 | 1.6175 | 1.6488 | 1.6475 | 1.6448 | 1.6517 | 1.6556 | 1.6609 | 1.6617 | 1.662 | 1.6598 | 1.658 | 1.6516 | 1.6416 | 1.6443 | 1.6442 | 1.6474
17j | of which Solar |  |  | 0.89214 | 0.88713 | 0.88632 | 0.88102 | 0.87996 | 0.87925 | 0.88029 | 0.88132 | 0.88549 | 0.89488 | 0.91025 | 0.93211 | 0.95658 | 0.97154 | 0.98996 | 1.0027 | 1.0155 | 1.0228
17k | of which Biomass
17l | of which other RES (apart from hydro)
17m | Hydro Run of River and Reservoir
17n | Hydro pumping
17o | of which other non-RES (incl. not clearly identifiable energy sources)
18 | Available capacity (18 = 6 - (7 + 17)) |  |  | 5.7915 | 5.3035 | 4.7539 | 4.7533 | 4.7606 | 4.9253 | 5.1591 | 5.2249 | 5.2118 | 4.7696 | 4.3449 | 4.6718 | 4.6512 | 5.4917 | 5.4981 | 5.4821 | 6.258 | 6.2451
19 | Outages: average expected value (all power stations) under SEVERE conditions |  |  | 0.44683 | 0.39863 | 0.34971 | 0.34971 | 0.34971 | 0.36551 | 0.39091 | 0.39791 | 0.39791 | 0.36526 | 0.32426 | 0.35876 | 0.35876 | 0.43241 | 0.43241 | 0.43241 | 0.50843 | 0.50843
20 | System services reserve (one hour ahead of real time) under SEVERE conditions |  |  | 1.07 | 1.07 | 1.07 | 1.07 | 1.07 | 1.07 | 1.07 | 1.07 | 1.07 | 1.07 | 1.07 | 1.07 | 1.07 | 1.07 | 1.07 | 1.07 | 1.07 | 1.07
21 | Reliably available capacity under SEVERE conditions (21 = 18 - (19 + 20)) |  |  | 4.2747 | 3.8349 | 3.3342 | 3.3336 | 3.3409 | 3.4897 | 3.6982 | 3.757 | 3.7439 | 3.3344 | 2.9506 | 3.2431 | 3.2224 | 3.9893 | 3.9957 | 3.9797 | 4.6795 | 4.6667
22 | Demand at reference point in time under SEVERE conditions (one in 20 year) |  |  | 3.7099 | 3.996 | 3.7507 | 3.7916 | 3.8734 | 3.8427 | 3.7814 | 3.3011 | 3.3624 | 3.5974 | 3.8938 | 3.9551 | 4.0778 | 4.0267 | 4.1391 | 4.1084 | 4.3128 | 4.3231
23a | Load reduction / demand side response available at reference point in time under SEVERE conditions |  |  | 0 | 0 | 0 | 0 | 0 | 0 | 0 | 0 | 0 | 0 | 0 | 0 | 0 | 0 | 0 | 0 | 0 | 0
23b | Strategic reserves available at reference point in time under SEVERE conditions |  |  | 0 | 0 | 0 | 0 | 0 | 0 | 0 | 0 | 0 | 0 | 0 | 0 | 0 | 0 | 0 | 0 | 0 | 0
24 | Net weekly peak load for SEVERE conditions (24 = 22-23a) |  |  | 3.7099 | 3.996 | 3.7507 | 3.7916 | 3.8734 | 3.8427 | 3.7814 | 3.3011 | 3.3624 | 3.5974 | 3.8938 | 3.9551 | 4.0778 | 4.0267 | 4.1391 | 4.1084 | 4.3128 | 4.3231
25 | Remaining capacity for SEVERE conditions (25 = 21-24) |  |  | 0.56482 | -0.16112 | -0.41655 | -0.45799 | -0.53249 | -0.35298 | -0.083212 | 0.45596 | 0.38156 | -0.26308 | -0.94323 | -0.71209 | -0.85537 | -0.037374 | -0.14339 | -0.12876 | 0.3667 | 0.34365
C1 | Weekly peak load under SEVERE conditions (unrestricted reference point in time) |  |  | 4.31 | 4.41 | 4.33 | 4.37 | 4.47 | 4.38 | 4.37 | 3.92 | 3.81 | 4.13 | 4.49 | 4.5 | 4.53 | 4.48 | 4.61 | 4.5 | 4.58 | 4.46
C2 | Daily hour of expected weekly peak load (CET for winter, but CEST for last week; CEST for summer) |  |  | 10:00 | 10:00 | 11:00 | 11:00 | 11:00 | 10:00 | 11:00 | 10:00 | 10:00 | 10:00 | 11:00 | 10:00 | 10:00 | 10:00 | 10:00 | 10:00 | 10:00 | 11:00
PART D: ADDITIONAL INFORMATION FOR INTERCONNECTORS (at synchronous peak)
31 | Simultaneous importable capacity |  | From | 5.164 | 6.067 | 6.067 | 6.067 | 4.98 | 5.88 | 5.262 | 6.044 | 4.564 | 6.044 | 6.312 | 6.067 | 5.467 | 6.067 | 5.237 | 5.237 | 5.237 | 5.237
32 | Simultaneous exportable capacity |  | To | 5.419 | 6.782 | 6.782 | 6.782 | 5.415 | 6.595 | 5.977 | 6.759 | 4.819 | 6.759 | 7.027 | 6.782 | 6.197 | 6.782 | 5.492 | 5.492 | 5.492 | 5.492
| The off-peak dates are related to Sunday of each week |  |  | 2019-06-02 | 2019-06-09 | 2019-06-16 | 2019-06-23 | 2019-06-30 | 2019-07-07 | 2019-07-14 | 2019-07-21 | 2019-07-28 | 2019-08-04 | 2019-08-11 | 2019-08-18 | 2019-08-25 | 2019-09-01 | 2019-09-08 | 2019-09-15 | 2019-09-22 | 2019-09-29
| WEEK |  |  | 22 | 23 | 24 | 25 | 26 | 27 | 28 | 29 | 30 | 31 | 32 | 33 | 34 | 35 | 36 | 37 | 38 | 39
| Time (CET for winter, but CEST for last week of winter; CEST for summer) |  |  | 5:00 | 5:00 | 5:00 | 5:00 | 5:00 | 5:00 | 5:00 | 5:00 | 5:00 | 5:00 | 5:00 | 5:00 | 5:00 | 5:00 | 5:00 | 5:00 | 5:00 | 5:00
PART E: ADDITIONAL INFORMATION FOR NIGHT MIN DEMAND CONDITIONS
33 | Weekly Minimum Demand (overnight valley minimum) |  |  | 2.12 | 2.11 | 2.2 | 2.21 | 2.3 | 2.2 | 2.13 | 2.11 | 2.13 | 2.27 | 2.29 | 2.34 | 2.41 | 2.43 | 2.45 | 2.48 | 2.47 | 2.4
34 | Must Run Generation (excluding wind/run of river) |  |  | 0 | 0 | 0 | 0 | 0 | 0 | 0 | 0 | 0 | 0 | 0 | 0 | 0 | 0 | 0 | 0 | 0 | 0
35 | Run of river generation (Must Run) |  |  | 0.01 | 0.01 | 0.01 | 0.01 | 0.01 | 0.01 | 0.01 | 0.01 | 0.01 | 0.01 | 0.01 | 0.01 | 0.01 | 0.01 | 0.01 | 0.01 | 0.01 | 0.01
36 | Downward balancing reserves (FCR, FRR) |  |  | 0 | 0 | 0 | 0 | 0 | 0 | 0 | 0 | 0 | 0 | 0 | 0 | 0 | 0 | 0 | 0 | 0 | 0
37 | Pumping Storage Capacity available (Power) |  |  | 0 | 0 | 0 | 0 | 0 | 0 | 0 | 0 | 0 | 0 | 0 | 0 | 0 | 0 | 0 | 0 | 0 | 0
38a | Highest expected onshore wind generation running |  |  | 2.6675 | 2.6528 | 2.82 | 2.8616 | 2.7869 | 2.7976 | 2.6739 | 2.661 | 2.661 | 2.6937 | 2.6774 | 2.7294 | 2.8571 | 3.0367 | 3.0845 | 3.1221 | 3.3053 | 3.3482
38b | Highest expected offshore wind generation running |  |  | 1.4722 | 1.4653 | 1.469 | 1.4549 | 1.4536 | 1.4538 | 1.4268 | 1.4366 | 1.4383 | 1.4579 | 1.455 | 1.4705 | 1.5015 | 1.5281 | 1.544 | 1.5482 | 1.5651 | 1.5716
39 | DOWNWARD REGULATION CAPABILITIES: 39 = (33+37)-(34+35+36+38a+38b)) |  |  | -2.0297 | -2.018 | -2.099 | -2.1165 | -1.9504 | -2.0614 | -1.9807 | -1.9976 | -1.9793 | -1.8916 | -1.8524 | -1.8699 | -1.9586 | -2.1448 | -2.1885 | -2.2003 | -2.4104 | -2.5298
PART Ebis: ADDITIONAL INFORMATION FOR INTERCONNECTORS
Transportable capacity at night minimum demand conditions (high wind conditions)
40 | Simultaneous importable capacity |  | From | 5.164 | 6.067 | 6.067 | 6.067 | 4.98 | 5.88 | 5.262 | 6.044 | 4.564 | 6.044 | 6.312 | 6.067 | 5.467 | 6.067 | 5.237 | 5.237 | 5.237 | 5.237
41 | Simultaneous exportable capacity |  | To | 5.419 | 6.782 | 6.782 | 6.782 | 5.415 | 6.595 | 5.977 | 6.759 | 4.819 | 6.759 | 7.027 | 6.782 | 6.197 | 6.782 | 5.492 | 5.492 | 5.492 | 5.492
| Time (CET for winter, but CEST for last week of winter; CEST for summer) |  |  | 11:00 | 11:00 | 11:00 | 11:00 | 11:00 | 11:00 | 11:00 | 11:00 | 11:00 | 11:00 | 11:00 | 11:00 | 11:00 | 11:00 | 11:00 | 11:00 | 11:00 | 11:00
PART F: ADDITIONAL INFORMATION FOR DAYTIME MIN DEMAND CONDITIONS
42 | Weekly Minimum Daytime Demand (Sunday low peak + solar) |  |  | 3.06 | 3.04 | 3.18 | 3.22 | 3.33 | 3.13 | 3.05 | 3.03 | 3.14 | 3.25 | 3.22 | 3.3 | 3.35 | 3.42 | 3.38 | 3.43 | 3.34 | 3.36
43 | Must Run Generation (excluding wind/PV/run of river) |  |  | 0 | 0 | 0 | 0 | 0 | 0 | 0 | 0 | 0 | 0 | 0 | 0 | 0 | 0 | 0 | 0 | 0 | 0
44 | Run of river generation (Must Run) |  |  | 0.01 | 0.01 | 0.01 | 0.01 | 0.01 | 0.01 | 0.01 | 0.01 | 0.01 | 0.01 | 0.01 | 0.01 | 0.01 | 0.01 | 0.01 | 0.01 | 0.01 | 0.01
45 | Downward balancing reserves (FCR, FRR) |  |  | 0 | 0 | 0 | 0 | 0 | 0 | 0 | 0 | 0 | 0 | 0 | 0 | 0 | 0 | 0 | 0 | 0 | 0
46 | Pumping Storage Capacity available (Power) |  |  | 0 | 0 | 0 | 0 | 0 | 0 | 0 | 0 | 0 | 0 | 0 | 0 | 0 | 0 | 0 | 0 | 0 | 0
47a | Highest expected onshore wind generation running |  |  | 3.1402 | 3.1403 | 3.1314 | 3.1549 | 3.1459 | 3.1274 | 3.0383 | 3.1352 | 3.194 | 3.2489 | 3.2227 | 3.189 | 3.3174 | 3.4242 | 3.5289 | 3.5918 | 3.6789 | 3.6672
47b | Highest expected offshore wind generation running |  |  | 1.4592 | 1.4639 | 1.4593 | 1.4498 | 1.4442 | 1.4392 | 1.4069 | 1.4205 | 1.4338 | 1.4578 | 1.4683 | 1.4829 | 1.5159 | 1.5467 | 1.5608 | 1.5674 | 1.5788 | 1.5815
48 | Highest expected solar PV running |  |  | 0.54733 | 0.54657 | 0.54386 | 0.53973 | 0.53476 | 0.53063 | 0.52446 | 0.5193 | 0.51028 | 0.50346 | 0.49296 | 0.48531 | 0.47041 | 0.4599 | 0.44375 | 0.42385 | 0.4046 | 0.38023
49 | DOWNWARD REGULATION CAPABILITIES: 49 = (42+46)-(43+44+45+47a+47b+48a+48b) |  |  | -2.0967 | -2.1207 | -1.9646 | -1.9344 | -1.8049 | -1.9772 | -1.9297 | -2.055 | -2.008 | -1.9702 | -1.974 | -1.8672 | -1.9637 | -2.0207 | -2.1635 | -2.163 | -2.3322 | -2.279
PART Fbis: ADDITIONAL INFORMATION FOR INTERCONNECTORS
Transportable capacity at daytime minimum demand conditions (high wind and high solar conditions)
50 | Simultaneous importable capacity |  | From | 5.164 | 6.067 | 6.067 | 6.067 | 4.98 | 5.88 | 5.262 | 6.044 | 4.564 | 6.044 | 6.312 | 6.067 | 5.467 | 6.067 | 5.237 | 5.237 | 5.237 | 5.237
51 | Simultaneous exportable capacity |  | To | 5.419 | 6.782 | 6.782 | 6.782 | 5.415 | 6.595 | 5.977 | 6.759 | 4.819 | 6.759 | 7.027 | 6.782 | 6.197 | 6.782 | 5.492 | 5.492 | 5.492 | 5.492

## DE
Summer Outlook Report 2019
| Power Data (all entries are assumed to be >0) |  |  | Countrycode: |  | DE | [6 empty] | Heating if temperature below: | 16.7146 |  |  |  | Cooling if temperature above: | 21.7146
| (Net values in GW, at a synchronous time every week) |  |  | Countryname: |  | Germany | [6 empty] | Heating saturation temperature: | -14 |  |  |  | Cooling saturation temperature: | not detected
[13 empty] | Temperature sensitivity in heating [MW/ ͦC] | -358.006 |  |  |  | Temperature sensitivity in cooling [MW/ ͦC] | 499.8293
| The peak dates are related to Wednesday of each week |  |  | 2019-05-29 | 2019-06-05 | 2019-06-12 | 2019-06-19 | 2019-06-26 | 2019-07-03 | 2019-07-10 | 2019-07-17 | 2019-07-24 | 2019-07-31 | 2019-08-07 | 2019-08-14 | 2019-08-21 | 2019-08-28 | 2019-09-04 | 2019-09-11 | 2019-09-18 | 2019-09-25
| WEEK |  |  | 22 | 23 | 24 | 25 | 26 | 27 | 28 | 29 | 30 | 31 | 32 | 33 | 34 | 35 | 36 | 37 | 38 | 39
| Time (CET for winter, but CEST last week; CEST for summer) |  |  | 19:00 | 19:00 | 19:00 | 19:00 | 19:00 | 19:00 | 19:00 | 19:00 | 19:00 | 19:00 | 19:00 | 19:00 | 19:00 | 19:00 | 19:00 | 19:00 | 19:00 | 19:00
Line | PART A : INDIGENOUS NATIONAL GENERATION | Severe conditions Average Forced Outage Rate | Normal conditions Average Forced Outage Rate
Net generating capacity:
1 | Nuclear Power | 5% | 5% | 9.509 | 9.509 | 9.509 | 9.509 | 9.509 | 9.509 | 9.509 | 9.509 | 9.509 | 9.509 | 9.509 | 9.509 | 9.509 | 9.509 | 9.509 | 9.509 | 9.509 | 9.509
2 | Fossil Fuels |  |  | 62.8903 | 62.8903 | 62.8903 | 62.8903 | 62.8903 | 62.7983 | 62.7983 | 62.7983 | 62.7983 | 62.7983 | 62.5183 | 62.5183 | 62.5183 | 62.5183 | 62.5183 | 62.5183 | 62.5183 | 62.5183
2a | of which Lignite | 9% | 9% | 18.3716 | 18.3716 | 18.3716 | 18.3716 | 18.3716 | 18.3716 | 18.3716 | 18.3716 | 18.3716 | 18.3716 | 18.3716 | 18.3716 | 18.3716 | 18.3716 | 18.3716 | 18.3716 | 18.3716 | 18.3716
2b | of which Hard Coal | 9% | 9% | 18.2276 | 18.2276 | 18.2276 | 18.2276 | 18.2276 | 18.2276 | 18.2276 | 18.2276 | 18.2276 | 18.2276 | 18.2276 | 18.2276 | 18.2276 | 18.2276 | 18.2276 | 18.2276 | 18.2276 | 18.2276
2c | of which Gas | 7% | 7% | 24.0832 | 24.0832 | 24.0832 | 24.0832 | 24.0832 | 24.0832 | 24.0832 | 24.0832 | 24.0832 | 24.0832 | 23.8032 | 23.8032 | 23.8032 | 23.8032 | 23.8032 | 23.8032 | 23.8032 | 23.8032
2d | of which Oil | 9% | 9% | 2.2079 | 2.2079 | 2.2079 | 2.2079 | 2.2079 | 2.1159 | 2.1159 | 2.1159 | 2.1159 | 2.1159 | 2.1159 | 2.1159 | 2.1159 | 2.1159 | 2.1159 | 2.1159 | 2.1159 | 2.1159
2e | of which Oil Shale | 8.75% | 8.75% | 0 | 0 | 0 | 0 | 0 | 0 | 0 | 0 | 0 | 0 | 0 | 0 | 0 | 0 | 0 | 0 | 0 | 0
2f | of which Fossil Peat | 8.75% | 8.75% | 0 | 0 | 0 | 0 | 0 | 0 | 0 | 0 | 0 | 0 | 0 | 0 | 0 | 0 | 0 | 0 | 0 | 0
3 | Renewable Energy Sources (other than hydro) |  |  | 115.7886 | 116.342 | 116.342 | 116.342 | 116.342 | 116.9114 | 116.9114 | 116.9114 | 116.9114 | 116.9114 | 117.4808 | 117.4808 | 117.4808 | 117.4808 | 118.0342 | 118.0342 | 118.0342 | 118.0342
3a | of which onshore wind | 0% | 0% | 54.303 | 54.432 | 54.432 | 54.432 | 54.432 | 54.566 | 54.566 | 54.566 | 54.566 | 54.566 | 54.699 | 54.699 | 54.699 | 54.699 | 54.829 | 54.829 | 54.829 | 54.829
3b | of which offshore wind | 0% | 0% | 6.791 | 6.913 | 6.913 | 6.913 | 6.913 | 7.039 | 7.039 | 7.039 | 7.039 | 7.039 | 7.164 | 7.164 | 7.164 | 7.164 | 7.286 | 7.286 | 7.286 | 7.286
3c | of which Solar (PV) | 0% | 0% | 46.433 | 46.71 | 46.71 | 46.71 | 46.71 | 46.995 | 46.995 | 46.995 | 46.995 | 46.995 | 47.281 | 47.281 | 47.281 | 47.281 | 47.558 | 47.558 | 47.558 | 47.558
3d | of which Biomass | 0% | 0% | 7.714 | 7.739 | 7.739 | 7.739 | 7.739 | 7.763 | 7.763 | 7.763 | 7.763 | 7.763 | 7.788 | 7.788 | 7.788 | 7.788 | 7.812 | 7.812 | 7.812 | 7.812
3e | of which other RES (e.g. tidal, wave, geothermal, RES waste, CSP) | 0% | 0% | 0.54762 | 0.54803 | 0.54803 | 0.54803 | 0.54803 | 0.54843 | 0.54843 | 0.54843 | 0.54843 | 0.54843 | 0.54884 | 0.54884 | 0.54884 | 0.54884 | 0.54924 | 0.54924 | 0.54924 | 0.54924
4a | Hydro Run of River and Reservoir | 0% | 0% | 5.332 | 5.332 | 5.332 | 5.332 | 5.332 | 5.332 | 5.332 | 5.332 | 5.332 | 5.332 | 5.332 | 5.332 | 5.332 | 5.332 | 5.332 | 5.332 | 5.332 | 5.332
4b | Hydro pumping | 0% | 0% | 7.6867 | 7.6867 | 7.6867 | 7.6867 | 7.6867 | 7.6867 | 7.6867 | 7.6867 | 7.6867 | 7.6867 | 7.6867 | 7.6867 | 7.6867 | 7.6867 | 7.6867 | 7.6867 | 7.6867 | 7.6867
5 | Other non-RES (e.g. CHP non-renewable, waste non-renewable) | 0% | 0% | 3.9971 | 3.9971 | 3.9971 | 3.9971 | 3.9971 | 3.9971 | 3.9971 | 3.9971 | 3.9971 | 3.9971 | 3.9971 | 3.9971 | 3.9971 | 3.9971 | 3.9971 | 3.9971 | 3.9971 | 3.9971
6 | Total Net generating capacity (6 = 1+2+3+4a+4b+5) |  |  | 205.2037 | 205.7572 | 205.7572 | 205.7572 | 205.7572 | 206.2346 | 206.2346 | 206.2346 | 206.2346 | 206.2346 | 206.524 | 206.524 | 206.524 | 206.524 | 207.0774 | 207.0774 | 207.0774 | 207.0774
7 | Maintenance & Overhauls (planned outages) |  |  | 12.048 | 14.1735 | 12.5315 | 10.9534 | 10.6797 | 12.9761 | 9.0372 | 8.9127 | 8.2445 | 6.0495 | 7.026 | 8.2946 | 9.0698 | 9.1259 | 9.6897 | 9.6994 | 8.5055 | 5.6421
7a | Nuclear Power |  |  | 1.588 | 1.169 | 1.41 | 1.41 | 1.41 | 1.41 | 0 | 1.41 | 2.812 | 1.402 | 1.402 | 1.31 | 1.31 | 1.31 | 1.31 | 0 | 0 | 0
7b | Lignite |  |  | 1.803 | 2.2674 | 2.2674 | 2.2674 | 2.2674 | 2.2494 | 1.1994 | 1.9824 | 1.2584 | 0.8224 | 1.8774 | 1.8774 | 1.8774 | 1.8774 | 2.299 | 2.616 | 2.626 | 1.708
7c | Hard Coal |  |  | 5.366 | 5.823 | 5.2205 | 3.6325 | 2.8145 | 3.627 | 3.021 | 1.417 | 0.77 | 0.757 | 0.6245 | 0.6245 | 1.8483 | 1.6173 | 1.5214 | 2.2474 | 1.4767 | 0.7507
7d | Gas |  |  | 1.7017 | 2.7207 | 1.9822 | 1.8662 | 2.2232 | 3.0872 | 3.1782 | 2.7422 | 1.8052 | 1.4692 | 1.3612 | 1.7232 | 2.2732 | 2.2122 | 2.3454 | 2.4226 | 1.4826 | 1.0104
7e | Oil |  |  | 0.3773 | 0.3773 | 0.3773 | 0.7633 | 0.74 | 0.648 | 0.648 | 0.349 | 0.648 | 0.648 | 0.648 | 0.648 | 0.648 | 0.648 | 0.648 | 0.648 | 1.023 | 0.784
7f | Oil Shale |  |  | 0 | 0 | 0 | 0 | 0 | 0 | 0 | 0 | 0 | 0 | 0 | 0 | 0 | 0 | 0 | 0 | 0 | 0
7g | Fossil Peat |  |  | 0 | 0 | 0 | 0 | 0 | 0 | 0 | 0 | 0 | 0 | 0 | 0 | 0 | 0 | 0 | 0 | 0 | 0
7h | Onshore Wind |  |  | 0 | 0 | 0 | 0 | 0 | 0 | 0 | 0 | 0 | 0 | 0 | 0 | 0 | 0 | 0 | 0 | 0 | 0
7i | Offshore Wind |  |  | 0 | 0 | 0 | 0 | 0 | 0 | 0 | 0 | 0 | 0 | 0 | 0 | 0 | 0 | 0 | 0 | 0 | 0
7j | Solar (PV) |  |  | 0 | 0 | 0 | 0 | 0 | 0 | 0 | 0 | 0 | 0 | 0 | 0 | 0 | 0 | 0 | 0 | 0 | 0
7k | Biomass |  |  | 0 | 0 | 0 | 0 | 0 | 0 | 0 | 0 | 0 | 0 | 0 | 0 | 0 | 0 | 0 | 0 | 0 | 0
7l | other RES (apart from hydro, including tidal, wave, geothermal, waste renewable, CSP,…) |  |  | 0 | 0 | 0 | 0 | 0 | 0 | 0 | 0 | 0 | 0 | 0 | 0 | 0 | 0 | 0 | 0 | 0 | 0
7m | Hydro Run of River and Reservoir |  |  | 0.047 | 0.1821 | 0.047 | 0.047 | 0.047 | 0.047 | 0.029 | 0.029 | 0.029 | 0.029 | 0.029 | 0.029 | 0.029 | 0.029 | 0.029 | 0.029 | 0.279 | 0.279
7n | Hydro pumping |  |  | 1.048 | 1.517 | 1.1101 | 0.888 | 1.0985 | 1.8285 | 0.88262 | 0.90412 | 0.84289 | 0.84289 | 1.0049 | 2.0035 | 1.0049 | 1.353 | 1.458 | 1.6575 | 1.5393 | 1.031
7o | Other non-RES (incl. not clearly identifiable energy sources) |  |  | 0.117 | 0.117 | 0.117 | 0.079 | 0.079 | 0.079 | 0.079 | 0.079 | 0.079 | 0.079 | 0.079 | 0.079 | 0.079 | 0.079 | 0.079 | 0.079 | 0.079 | 0.079
PART B : DATA FOR NORMAL CONDITIONS
8 | Non-usable capacity at reference point (all power stations including mothballed, authorization & technical & legal constraints, energy source unavailability etc. ) |  |  | 103.8378 | 103.8903 | 103.8715 | 104.0688 | 103.7536 | 104.1112 | 104.5298 | 104.9488 | 105.6579 | 106.1669 | 107.2748 | 107.3764 | 107.8374 | 108.0622 | 108.5176 | 109.3778 | 110.0151 | 110.3235
8a | of which nuclear |  |  | 0 | 0 | 0 | 0 | 0 | 0 | 0 | 0 | 0 | 0 | 0 | 0 | 0 | 0 | 0 | 0 | 0 | 0
8b | of which Lignite |  |  | 0.01 | 0.01 | 0.01 | 0.01 | 0.01 | 0.01 | 0.01 | 0.01 | 0.01 | 0.01 | 0.01 | 0.01 | 0.01 | 0.01 | 0.01 | 0.01 | 0.01 | 0.01
8c | of which Hard Coal |  |  | 0 | 0 | 0 | 0 | 0 | 0 | 0 | 0 | 0 | 0 | 0 | 0 | 0 | 0 | 0 | 0 | 0 | 0
8d | of which Gas |  |  | 2.3415 | 2.3415 | 2.3415 | 2.3415 | 2.3415 | 2.3415 | 2.3415 | 2.3415 | 2.3415 | 2.3415 | 2.3415 | 2.3415 | 2.3415 | 2.3415 | 2.3415 | 2.3415 | 2.3415 | 2.3415
8e | of which Oil |  |  | 0.00076 | 0.00076 | 0.00076 | 0.00076 | 0.00076 | 0.00076 | 0.00076 | 0.00076 | 0.00076 | 0.00076 | 0.00076 | 0.00076 | 0.00076 | 0.00076 | 0.00076 | 0.00076 | 0.00076 | 0.00076
8f | of which Oil Shale |  |  | 0 | 0 | 0 | 0 | 0 | 0 | 0 | 0 | 0 | 0 | 0 | 0 | 0 | 0 | 0 | 0 | 0 | 0
8g | of which Fossil Peat |  |  | 0 | 0 | 0 | 0 | 0 | 0 | 0 | 0 | 0 | 0 | 0 | 0 | 0 | 0 | 0 | 0 | 0 | 0
8h | of which onshore wind |  |  | 48.7637 | 48.8041 | 48.8106 | 49.0656 | 48.918 | 49.1347 | 49.3034 | 49.5033 | 49.8919 | 50.0115 | 50.2671 | 50.0789 | 49.6646 | 49.2248 | 48.6613 | 48.5761 | 48.4421 | 48.095
8i | of which offshore wind |  |  | 5.0617 | 5.1798 | 5.2347 | 5.2926 | 5.3206 | 5.3931 | 5.4056 | 5.4652 | 5.5385 | 5.5346 | 5.7037 | 5.6284 | 5.5361 | 5.418 | 5.3724 | 5.3388 | 5.2485 | 5.0601
8j | of which Solar |  |  | 39.1997 | 39.1785 | 39.017 | 38.8569 | 38.7034 | 38.9093 | 38.9574 | 39.1213 | 39.3562 | 39.7495 | 40.4561 | 41.0209 | 41.7889 | 42.6411 | 43.7181 | 44.737 | 45.575 | 46.3171
8k | of which Biomass |  |  | 2.6999 | 2.7087 | 2.7087 | 2.7087 | 2.7087 | 2.717 | 2.717 | 2.717 | 2.717 | 2.717 | 2.7258 | 2.7258 | 2.7258 | 2.7258 | 2.7342 | 2.7342 | 2.7342 | 2.7342
8l | of which other RES (apart from hydro) |  |  | 0.27381 | 0.27402 | 0.27402 | 0.27402 | 0.27402 | 0.27421 | 0.27421 | 0.27421 | 0.27421 | 0.27421 | 0.27442 | 0.27442 | 0.27442 | 0.27442 | 0.27462 | 0.27462 | 0.27462 | 0.27462
8m | Hydro Run of River and Reservoir |  |  | 3.999 | 3.999 | 3.999 | 3.999 | 3.999 | 3.999 | 3.999 | 3.999 | 3.999 | 3.999 | 3.999 | 3.999 | 3.999 | 3.999 | 3.999 | 3.999 | 3.999 | 3.999
8n | Hydro pumping |  |  | 1.4877 | 1.3939 | 1.4753 | 1.5197 | 1.4776 | 1.3316 | 1.5208 | 1.5165 | 1.5288 | 1.5288 | 1.4964 | 1.2966 | 1.4964 | 1.4267 | 1.4058 | 1.3659 | 1.3895 | 1.4911
8o | of which other non-RES (incl. not clearly identifiable energy sources) |  |  | 0 | 0 | 0 | 0 | 0 | 0 | 0 | 0 | 0 | 0 | 0 | 0 | 0 | 0 | 0 | 0 | 0 | 0
9 | Available capacity (9 = 6 - (7 + 8)) |  |  | 89.3179 | 87.6933 | 89.3541 | 90.735 | 91.3239 | 89.1472 | 92.6676 | 92.373 | 92.3322 | 94.0182 | 92.2232 | 90.8529 | 89.6168 | 89.3358 | 88.8701 | 88.0001 | 88.5567 | 91.1118
10 | Outages: average expected value (all power stations) |  |  | 4.6114 | 4.478 | 4.5719 | 4.6882 | 4.7389 | 4.607 | 4.8201 | 4.8809 | 4.9729 | 5.1073 | 5.0123 | 4.9915 | 4.8429 | 4.868 | 4.8293 | 4.7956 | 4.8961 | 5.0986
11 | System services reserve (one hour ahead of real time) |  |  | 3.501 | 3.501 | 3.501 | 3.501 | 3.501 | 3.596 | 3.596 | 3.596 | 3.596 | 3.596 | 3.596 | 3.596 | 3.596 | 3.596 | 3.596 | 3.596 | 3.596 | 3.596
12 | Reliably available capacity (12 = 9 - (10 + 11)) |  |  | 81.2056 | 79.7143 | 81.2812 | 82.5458 | 83.0839 | 80.9442 | 84.2514 | 83.8961 | 83.7633 | 85.3149 | 83.6149 | 82.2654 | 81.1779 | 80.8719 | 80.4448 | 79.6086 | 80.0646 | 82.4172
13 | Demand at reference point in time |  |  | 63.9012 | 64.7503 | 63.6306 | 65.5845 | 62.3838 | 64.2801 | 62.9205 | 63.088 | 63.4775 | 62.6149 | 63.508 | 59.5417 | 63.3063 | 63.2953 | 62.2557 | 64.5013 | 64.7072 | 65.4145
13b | Population average daily (24h) temperature (degrees Celsius) |  |  | 15.2234 | 15.9941 | 16.6835 | 17.2825 | 17.7828 | 18.1771 | 18.4592 | 18.6239 | 18.6673 | 18.5866 | 18.3805 | 18.0493 | 17.5945 | 17.0196 | 16.3296 | 15.5315 | 14.6341 | 13.6483
14a | Load reduction / demand side response available at reference point in time
14b | Strategic reserves available at reference point in time |  |  | 9.6026 | 9.6026 | 9.6026 | 9.6026 | 9.6026 | 9.6026 | 9.6026 | 9.6026 | 9.6026 | 9.6026 | 9.6026 | 9.6026 | 9.6026 | 9.6026 | 9.6026 | 9.6026 | 9.6026 | 9.6026
15 | Net weekly load at reference point in time (15 = 13-14a) |  |  | 63.9012 | 64.7503 | 63.6306 | 65.5845 | 62.3838 | 64.2801 | 62.9205 | 63.088 | 63.4775 | 62.6149 | 63.508 | 59.5417 | 63.3063 | 63.2953 | 62.2557 | 64.5013 | 64.7072 | 65.4145
16 | Remaining capacity at reference point in time (16 = 12- 15) |  |  | 17.3044 | 14.964 | 17.6507 | 16.9613 | 20.7001 | 16.6641 | 21.3309 | 20.8081 | 20.2857 | 22.7 | 20.1069 | 22.7237 | 17.8716 | 17.5765 | 18.1891 | 15.1073 | 15.3574 | 17.0027
B1 | Weekly peak load (unrestricted reference point in time) |  |  | 70.603 | 69.9728 | 69.8993 | 72.4156 | 69.5217 | 70.4976 | 69.3549 | 69.1754 | 69.9447 | 69.538 | 69.7155 | 67.8258 | 69.5547 | 69.6314 | 69.2253 | 70.7386 | 72.5566 | 70.5031
B2 | Daily hour of expected weekly peak load (CET for winter, but CEST for last week; CEST for summer) |  |  | 18 | 18 | 18 | 18 | 18 | 18 | 12 | 18 | 18 | 19 | 12 | 19 | 12 | 12 | 19 | 20 | 12 | 12
.
PART C : DATA FOR SEVERE CONDITIONS
17 | Non-usable capacity at reference point (all power stations including mothballed, authorization & technical & legal constraints, energy source unavailability etc. ) |  |  | 112.0375 | 112.3258 | 112.1668 | 112.0312 | 111.7843 | 112.1816 | 112.4348 | 112.6615 | 112.9654 | 113.3357 | 114.252 | 114.7141 | 115.754 | 116.5002 | 117.6833 | 118.3179 | 118.9086 | 119.3762
17a | of which nuclear |  |  | 0 | 0 | 0 | 0 | 0 | 0 | 0 | 0 | 0 | 0 | 0 | 0 | 0 | 0 | 0 | 0 | 0 | 0
17b | of which Lignite |  |  | 0.01 | 0.01 | 0.01 | 0.01 | 0.01 | 0.01 | 0.01 | 0.01 | 0.01 | 0.01 | 0.01 | 0.01 | 0.01 | 0.01 | 0.01 | 0.01 | 0.01 | 0.01
17c | of which Hard Coal |  |  | 0 | 0 | 0 | 0 | 0 | 0 | 0 | 0 | 0 | 0 | 0 | 0 | 0 | 0 | 0 | 0 | 0 | 0
17d | of which Gas |  |  | 2.3415 | 2.3415 | 2.3415 | 2.3415 | 2.3415 | 2.3415 | 2.3415 | 2.3415 | 2.3415 | 2.3415 | 2.3415 | 2.3415 | 2.3415 | 2.3415 | 2.3415 | 2.3415 | 2.3415 | 2.3415
17e | of which Oil |  |  | 0.00076 | 0.00076 | 0.00076 | 0.00076 | 0.00076 | 0.00076 | 0.00076 | 0.00076 | 0.00076 | 0.00076 | 0.00076 | 0.00076 | 0.00076 | 0.00076 | 0.00076 | 0.00076 | 0.00076 | 0.00076
17f | of which Oil Shale |  |  | 0 | 0 | 0 | 0 | 0 | 0 | 0 | 0 | 0 | 0 | 0 | 0 | 0 | 0 | 0 | 0 | 0 | 0
17g | of which Fossil Peat |  |  | 0 | 0 | 0 | 0 | 0 | 0 | 0 | 0 | 0 | 0 | 0 | 0 | 0 | 0 | 0 | 0 | 0 | 0
17h | of which onshore wind |  |  | 53.6715 | 53.8867 | 53.8875 | 53.868 | 53.8279 | 53.9865 | 54.0031 | 54.0305 | 54.1087 | 54.1159 | 54.2327 | 54.2206 | 54.193 | 54.1264 | 54.2076 | 54.2511 | 54.1771 | 54.156
17i | of which offshore wind |  |  | 6.6142 | 6.7271 | 6.7432 | 6.7488 | 6.7446 | 6.8637 | 6.8674 | 6.8696 | 6.8874 | 6.8861 | 7.0039 | 7.0065 | 6.9938 | 6.9832 | 7.0821 | 7.0906 | 7.0935 | 7.0974
17j | of which Solar |  |  | 40.9391 | 40.984 | 40.7269 | 40.5607 | 40.4003 | 40.6572 | 40.701 | 40.9023 | 41.0979 | 41.4623 | 42.1675 | 42.8389 | 43.7193 | 44.6124 | 45.6278 | 46.2503 | 46.8884 | 47.2715
17k | of which Biomass |  |  | 2.6999 | 2.7087 | 2.7087 | 2.7087 | 2.7087 | 2.717 | 2.717 | 2.717 | 2.717 | 2.717 | 2.7258 | 2.7258 | 2.7258 | 2.7258 | 2.7342 | 2.7342 | 2.7342 | 2.7342
17l | of which other RES (apart from hydro) |  |  | 0.27381 | 0.27402 | 0.27402 | 0.27402 | 0.27402 | 0.27421 | 0.27421 | 0.27421 | 0.27421 | 0.27421 | 0.27442 | 0.27442 | 0.27442 | 0.27442 | 0.27462 | 0.27462 | 0.27462 | 0.27462
17m | Hydro Run of River and Reservoir |  |  | 3.999 | 3.999 | 3.999 | 3.999 | 3.999 | 3.999 | 3.999 | 3.999 | 3.999 | 3.999 | 3.999 | 3.999 | 3.999 | 3.999 | 3.999 | 3.999 | 3.999 | 3.999
17n | Hydro pumping |  |  | 1.4877 | 1.3939 | 1.4753 | 1.5197 | 1.4776 | 1.3316 | 1.5208 | 1.5165 | 1.5288 | 1.5288 | 1.4964 | 1.2966 | 1.4964 | 1.4267 | 1.4058 | 1.3659 | 1.3895 | 1.4911
17o | of which other non-RES (incl. not clearly identifiable energy sources) |  |  | 0 | 0 | 0 | 0 | 0 | 0 | 0 | 0 | 0 | 0 | 0 | 0 | 0 | 0 | 0 | 0 | 0 | 0
18 | Available capacity (18 = 6 - (7 + 17)) |  |  | 81.1182 | 79.2579 | 81.0588 | 82.7725 | 83.2932 | 81.0769 | 84.7625 | 84.6604 | 85.0247 | 86.8494 | 85.246 | 83.5152 | 81.7002 | 80.8979 | 79.7043 | 79.0601 | 79.6633 | 82.0591
19 | Outages: average expected value (all power stations) under SEVERE conditions |  |  | 4.6114 | 4.478 | 4.5719 | 4.6882 | 4.7389 | 4.607 | 4.8201 | 4.8809 | 4.9729 | 5.1073 | 5.0123 | 4.9915 | 4.8429 | 4.868 | 4.8293 | 4.7956 | 4.8961 | 5.0986
20 | System services reserve (one hour ahead of real time) under SEVERE conditions |  |  | 3.501 | 3.501 | 3.501 | 3.501 | 3.501 | 3.596 | 3.596 | 3.596 | 3.596 | 3.596 | 3.596 | 3.596 | 3.596 | 3.596 | 3.596 | 3.596 | 3.596 | 3.596
21 | Reliably available capacity under SEVERE conditions (21 = 18 - (19 + 20)) |  |  | 73.0058 | 71.2788 | 72.9859 | 74.5833 | 75.0532 | 72.8739 | 76.3464 | 76.1834 | 76.4558 | 78.146 | 76.6377 | 74.9277 | 73.2613 | 72.4339 | 71.279 | 70.6685 | 71.1712 | 73.3645
22 | Demand at reference point in time under SEVERE conditions (one in 20 year) |  |  | 66.5128 | 66.5128 | 66.5128 | 66.5128 | 66.5128 | 66.5128 | 66.5128 | 66.5128 | 66.5128 | 66.5128 | 66.5128 | 66.5128 | 66.5128 | 66.5128 | 66.5128 | 66.5128 | 66.5128 | 66.5128
23a | Load reduction / demand side response available at reference point in time under SEVERE conditions
23b | Strategic reserves available at reference point in time under SEVERE conditions |  |  | 9.6026 | 9.6026 | 9.6026 | 9.6026 | 9.6026 | 9.6026 | 9.6026 | 9.6026 | 9.6026 | 9.6026 | 9.6026 | 9.6026 | 9.6026 | 9.6026 | 9.6026 | 9.6026 | 9.6026 | 9.6026
24 | Net weekly peak load for SEVERE conditions (24 = 22-23a) |  |  | 66.5128 | 66.5128 | 66.5128 | 66.5128 | 66.5128 | 66.5128 | 66.5128 | 66.5128 | 66.5128 | 66.5128 | 66.5128 | 66.5128 | 66.5128 | 66.5128 | 66.5128 | 66.5128 | 66.5128 | 66.5128
25 | Remaining capacity for SEVERE conditions (25 = 21-24) |  |  | 6.4931 | 4.7661 | 6.4732 | 8.0705 | 8.5405 | 6.3612 | 9.8336 | 9.6707 | 9.943 | 11.6333 | 10.125 | 8.4149 | 6.7486 | 5.9212 | 4.7663 | 4.1558 | 4.6585 | 6.8518
C1 | Weekly peak load under SEVERE conditions (unrestricted reference point in time) |  |  | 74.8282 | 74.8282 | 74.8282 | 74.8282 | 74.8282 | 74.8282 | 74.8282 | 74.8282 | 74.8282 | 74.8282 | 74.8282 | 74.8282 | 74.8282 | 74.8282 | 74.8282 | 74.8282 | 74.8282 | 74.8282
C2 | Daily hour of expected weekly peak load (CET for winter, but CEST for last week; CEST for summer) |  |  | 19 | 19 | 19 | 19 | 19 | 19 | 19 | 19 | 19 | 19 | 19 | 19 | 19 | 19 | 19 | 19 | 19 | 19
PART D: ADDITIONAL INFORMATION FOR INTERCONNECTORS (at synchronous peak)
31 | Simultaneous importable capacity |  | From | 23.734 | 23.734 | 23.734 | 23.734 | 23.734 | 23.734 | 23.734 | 23.734 | 23.734 | 23.734 | 23.734 | 23.734 | 23.734 | 23.734 | 23.734 | 23.734 | 23.734 | 23.734
32 | Simultaneous exportable capacity |  | To | 19.864 | 19.864 | 19.864 | 19.864 | 19.864 | 19.864 | 19.864 | 19.864 | 19.864 | 19.864 | 19.864 | 19.864 | 19.864 | 19.864 | 19.864 | 19.864 | 19.864 | 19.864
| The off-peak dates are related to Sunday of each week |  |  | 2019-06-02 | 2019-06-09 | 2019-06-16 | 2019-06-23 | 2019-06-30 | 2019-07-07 | 2019-07-14 | 2019-07-21 | 2019-07-28 | 2019-08-04 | 2019-08-11 | 2019-08-18 | 2019-08-25 | 2019-09-01 | 2019-09-08 | 2019-09-15 | 2019-09-22 | 2019-09-29
| WEEK |  |  | 22 | 23 | 24 | 25 | 26 | 27 | 28 | 29 | 30 | 31 | 32 | 33 | 34 | 35 | 36 | 37 | 38 | 39
| Time (CET for winter, but CEST for last week of winter; CEST for summer) |  |  | 5:00 | 5:00 | 5:00 | 5:00 | 5:00 | 5:00 | 5:00 | 5:00 | 5:00 | 5:00 | 5:00 | 5:00 | 5:00 | 5:00 | 5:00 | 5:00 | 5:00 | 5:00
PART E: ADDITIONAL INFORMATION FOR NIGHT MIN DEMAND CONDITIONS
33 | Weekly Minimum Demand (overnight valley minimum) |  |  | 37.0148 | 37.9377 | 36.8816 | 36.7323 | 37.1491 | 37.0208 | 37.076 | 37.4408 | 37.7332 | 39.101 | 37.1362 | 38.0699 | 38.0665 | 37.2908 | 37.1662 | 37.0774 | 38.0776 | 40.136
34 | Must Run Generation (excluding wind/run of river) |  |  | 16.546 | 16.3636 | 16.3636 | 16.3636 | 16.3636 | 16.546 | 16.546 | 16.546 | 16.546 | 16.546 | 17.1547 | 17.1547 | 17.1547 | 17.1547 | 16.3268 | 16.3268 | 16.3268 | 16.3268
35 | Run of river generation (Must Run) |  |  | 3.027 | 3.027 | 3.027 | 3.027 | 3.027 | 3.027 | 3.027 | 3.027 | 3.027 | 3.027 | 3.027 | 3.027 | 3.027 | 3.027 | 3.027 | 3.027 | 3.027 | 3.027
36 | Downward balancing reserves (FCR, FRR) |  |  | 2.708 | 2.708 | 2.708 | 2.708 | 2.708 | 2.077 | 2.077 | 2.077 | 2.077 | 2.077 | 2.077 | 2.077 | 2.077 | 2.077 | 2.077 | 2.077 | 2.077 | 2.077
37 | Pumping Storage Capacity available (Power) |  |  | 6.1494 | 6.1494 | 6.1494 | 6.1494 | 6.1494 | 6.1494 | 6.1494 | 6.1494 | 6.1494 | 6.1494 | 6.1494 | 6.1494 | 6.1494 | 6.1494 | 6.1494 | 6.1494 | 6.1494 | 6.1494
38a | Highest expected onshore wind generation running |  |  | 18.694 | 18.8029 | 18.0236 | 18.0352 | 18.4001 | 18.2855 | 17.9129 | 17.5972 | 17.0351 | 17.3817 | 17.2324 | 17.7582 | 19.794 | 21.4105 | 22.2375 | 22.8114 | 24.4458 | 25.4381
38b | Highest expected offshore wind generation running |  |  | 5.6978 | 5.7508 | 5.6453 | 5.5572 | 5.5811 | 5.6269 | 5.5239 | 5.5843 | 5.5549 | 5.6274 | 5.7681 | 5.8133 | 6.0192 | 6.2339 | 6.4259 | 6.476 | 6.6061 | 6.5941
39 | DOWNWARD REGULATION CAPABILITIES: 39 = (33+37)-(34+35+36+38a+38b)) |  |  | -3.5087 | -2.5652 | -2.7366 | -2.8093 | -2.7813 | -2.3922 | -1.8615 | -1.2413 | -0.35748 | 0.59133 | -1.9736 | -1.611 | -3.856 | -6.4629 | -6.7786 | -7.4914 | -8.2556 | -7.1776
PART Ebis: ADDITIONAL INFORMATION FOR INTERCONNECTORS
Transportable capacity at night minimum demand conditions (high wind conditions)
40 | Simultaneous importable capacity |  | From | 19.953 | 19.953 | 19.953 | 19.953 | 19.953 | 19.953 | 19.953 | 19.953 | 19.953 | 19.953 | 19.953 | 19.953 | 19.953 | 19.953 | 19.953 | 19.953 | 19.953 | 19.953
41 | Simultaneous exportable capacity |  | To | 15.683 | 15.683 | 15.683 | 15.683 | 15.683 | 15.683 | 15.683 | 15.683 | 15.683 | 15.683 | 15.683 | 15.683 | 15.683 | 15.683 | 15.683 | 15.683 | 15.683 | 15.683
| Time (CET for winter, but CEST for last week of winter; CEST for summer) |  |  | 11:00 | 11:00 | 11:00 | 11:00 | 11:00 | 11:00 | 11:00 | 11:00 | 11:00 | 11:00 | 11:00 | 11:00 | 11:00 | 11:00 | 11:00 | 11:00 | 11:00 | 11:00
PART F: ADDITIONAL INFORMATION FOR DAYTIME MIN DEMAND CONDITIONS
42 | Weekly Minimum Daytime Demand (Sunday low peak + solar) |  |  | 50.6968 | 51.5652 | 51.2272 | 50.2763 | 50.5624 | 49.9536 | 50.2632 | 49.9949 | 49.7029 | 50.7488 | 49.1102 | 50.4917 | 50.8697 | 50.8746 | 50.4995 | 50.4736 | 52.7387 | 51.3241
43 | Must Run Generation (excluding wind/PV/run of river) |  |  | 16.546 | 16.3636 | 16.3636 | 16.3636 | 16.3636 | 16.546 | 16.546 | 16.546 | 16.546 | 16.546 | 17.1547 | 17.1547 | 17.1547 | 17.1547 | 16.3268 | 16.3268 | 16.3268 | 16.3268
44 | Run of river generation (Must Run) |  |  | 3.027 | 3.027 | 3.027 | 3.027 | 3.027 | 3.027 | 3.027 | 3.027 | 3.027 | 3.027 | 3.027 | 3.027 | 3.027 | 3.027 | 3.027 | 3.027 | 3.027 | 3.027
45 | Downward balancing reserves (FCR, FRR) |  |  | 2.708 | 2.708 | 2.708 | 2.708 | 2.708 | 2.077 | 2.077 | 2.077 | 2.077 | 2.077 | 2.077 | 2.077 | 2.077 | 2.077 | 2.077 | 2.077 | 2.077 | 2.077
46 | Pumping Storage Capacity available (Power) |  |  | 6.1494 | 6.1494 | 6.1494 | 6.1494 | 6.1494 | 6.1494 | 6.1494 | 6.1494 | 6.1494 | 6.1494 | 6.1494 | 6.1494 | 6.1494 | 6.1494 | 6.1494 | 6.1494 | 6.1494 | 6.1494
47a | Highest expected onshore wind generation running |  |  | 18.6445 | 19.4117 | 19.2831 | 19.0051 | 19.4486 | 19.5432 | 18.7454 | 18.6928 | 17.354 | 18.0142 | 18.052 | 17.9036 | 21.2835 | 23.6765 | 24.2092 | 25.428 | 25.998 | 26.7864
47b | Highest expected offshore wind generation running |  |  | 5.3731 | 5.4761 | 5.3064 | 5.1054 | 5.107 | 5.2026 | 5.101 | 5.0945 | 5.0602 | 5.2381 | 5.3586 | 5.4368 | 5.8262 | 6.0996 | 6.3309 | 6.4354 | 6.5656 | 6.5703
48 | Highest expected solar PV running |  |  | 21.1064 | 21.04 | 20.9645 | 20.8619 | 20.8162 | 20.8867 | 20.7131 | 20.5733 | 20.3653 | 20.1149 | 19.9501 | 19.5881 | 19.299 | 18.8549 | 18.3283 | 17.659 | 17.073 | 16.4263
49 | DOWNWARD REGULATION CAPABILITIES: 49 = (42+46)-(43+44+45+47a+47b+48a+48b) |  |  | -10.5588 | -10.3119 | -10.2759 | -10.6453 | -10.7586 | -11.1795 | -9.7969 | -9.8663 | -8.5772 | -8.1189 | -10.3598 | -8.546 | -11.6483 | -13.8657 | -13.6503 | -14.3302 | -12.1792 | -13.7403
PART Fbis: ADDITIONAL INFORMATION FOR INTERCONNECTORS
Transportable capacity at daytime minimum demand conditions (high wind and high solar conditions)
50 | Simultaneous importable capacity |  | From | 19.953 | 19.953 | 19.953 | 19.953 | 19.953 | 19.953 | 19.953 | 19.953 | 19.953 | 19.953 | 19.953 | 19.953 | 19.953 | 19.953 | 19.953 | 19.953 | 19.953 | 19.953
51 | Simultaneous exportable capacity |  | To | 15.683 | 15.683 | 15.683 | 15.683 | 15.683 | 15.683 | 15.683 | 15.683 | 15.683 | 15.683 | 15.683 | 15.683 | 15.683 | 15.683 | 15.683 | 15.683 | 15.683 | 15.683

## CZ
Summer Outlook Report 2019
| Power Data (all entries are assumed to be >0) |  |  | Countrycode: |  | CZ | [6 empty] | Heating if temperature below: | 19.8038 |  |  |  | Cooling if temperature above: | 24.8038
| (Net values in GW, at a synchronous time every week) |  |  | Countryname: |  | Czech Republic | [6 empty] | Heating saturation temperature: | -10 |  |  |  | Cooling saturation temperature: | not detected
[13 empty] | Temperature sensitivity in heating [MW/ ͦC] | -106 |  |  |  | Temperature sensitivity in cooling [MW/ ͦC] | 47.376
| The peak dates are related to Wednesday of each week |  |  | 2019-05-29 | 2019-06-05 | 2019-06-12 | 2019-06-19 | 2019-06-26 | 2019-07-03 | 2019-07-10 | 2019-07-17 | 2019-07-24 | 2019-07-31 | 2019-08-07 | 2019-08-14 | 2019-08-21 | 2019-08-28 | 2019-09-04 | 2019-09-11 | 2019-09-18 | 2019-09-25
| WEEK |  |  | 22 | 23 | 24 | 25 | 26 | 27 | 28 | 29 | 30 | 31 | 32 | 33 | 34 | 35 | 36 | 37 | 38 | 39
| Time (CET for winter, but CEST last week; CEST for summer) |  |  | 19:00 | 19:00 | 19:00 | 19:00 | 19:00 | 19:00 | 19:00 | 19:00 | 19:00 | 19:00 | 19:00 | 19:00 | 19:00 | 19:00 | 19:00 | 19:00 | 19:00 | 19:00
Line | PART A : INDIGENOUS NATIONAL GENERATION | Severe conditions Average Forced Outage Rate | Normal conditions Average Forced Outage Rate
Net generating capacity:
1 | Nuclear Power | 2.09% | 2.09% | 4.0326 | 4.0326 | 4.0326 | 4.0326 | 4.0326 | 4.0326 | 4.0326 | 4.0326 | 4.0326 | 4.0326 | 4.0326 | 4.0326 | 4.0326 | 4.0326 | 4.0326 | 4.0326 | 4.0326 | 4.0326
2 | Fossil Fuels |  |  | 11.7823 | 11.7823 | 11.7823 | 11.7823 | 11.7823 | 11.7823 | 11.7823 | 11.7823 | 11.7823 | 11.7823 | 11.7823 | 11.7823 | 11.7823 | 11.7823 | 11.7823 | 11.7823 | 11.7823 | 11.7823
2a | of which Lignite | 3% | 3% | 8.6451 | 8.6451 | 8.6451 | 8.6451 | 8.6451 | 8.6451 | 8.6451 | 8.6451 | 8.6451 | 8.6451 | 8.6451 | 8.6451 | 8.6451 | 8.6451 | 8.6451 | 8.6451 | 8.6451 | 8.6451
2b | of which Hard Coal | 3.47% | 3.47% | 1.5631 | 1.5631 | 1.5631 | 1.5631 | 1.5631 | 1.5631 | 1.5631 | 1.5631 | 1.5631 | 1.5631 | 1.5631 | 1.5631 | 1.5631 | 1.5631 | 1.5631 | 1.5631 | 1.5631 | 1.5631
2c | of which Gas | 2.1% | 2.1% | 1.5329 | 1.5329 | 1.5329 | 1.5329 | 1.5329 | 1.5329 | 1.5329 | 1.5329 | 1.5329 | 1.5329 | 1.5329 | 1.5329 | 1.5329 | 1.5329 | 1.5329 | 1.5329 | 1.5329 | 1.5329
2d | of which Oil | 4.09% | 4.09% | 0.04128 | 0.04128 | 0.04128 | 0.04128 | 0.04128 | 0.04128 | 0.04128 | 0.04128 | 0.04128 | 0.04128 | 0.04128 | 0.04128 | 0.04128 | 0.04128 | 0.04128 | 0.04128 | 0.04128 | 0.04128
2e | of which Oil Shale | 0% | 0% | 0 | 0 | 0 | 0 | 0 | 0 | 0 | 0 | 0 | 0 | 0 | 0 | 0 | 0 | 0 | 0 | 0 | 0
2f | of which Fossil Peat | 0% | 0% | 0 | 0 | 0 | 0 | 0 | 0 | 0 | 0 | 0 | 0 | 0 | 0 | 0 | 0 | 0 | 0 | 0 | 0
3 | Renewable Energy Sources (other than hydro) |  |  | 3.2135 | 3.2135 | 3.2135 | 3.2135 | 3.2135 | 3.2135 | 3.2135 | 3.2135 | 3.2135 | 3.2135 | 3.2135 | 3.2135 | 3.2135 | 3.2135 | 3.2135 | 3.2135 | 3.2135 | 3.2135
3a | of which onshore wind | 0.32% | 0.32% | 0.32076 | 0.32076 | 0.32076 | 0.32076 | 0.32076 | 0.32076 | 0.32076 | 0.32076 | 0.32076 | 0.32076 | 0.32076 | 0.32076 | 0.32076 | 0.32076 | 0.32076 | 0.32076 | 0.32076 | 0.32076
3b | of which offshore wind | 0% | 0% | 0 | 0 | 0 | 0 | 0 | 0 | 0 | 0 | 0 | 0 | 0 | 0 | 0 | 0 | 0 | 0 | 0 | 0
3c | of which Solar (PV) | 2.1% | 2.1% | 2.0859 | 2.0859 | 2.0859 | 2.0859 | 2.0859 | 2.0859 | 2.0859 | 2.0859 | 2.0859 | 2.0859 | 2.0859 | 2.0859 | 2.0859 | 2.0859 | 2.0859 | 2.0859 | 2.0859 | 2.0859
3d | of which Biomass | 2.1% | 2.1% | 0.368 | 0.368 | 0.368 | 0.368 | 0.368 | 0.368 | 0.368 | 0.368 | 0.368 | 0.368 | 0.368 | 0.368 | 0.368 | 0.368 | 0.368 | 0.368 | 0.368 | 0.368
3e | of which other RES (e.g. tidal, wave, geothermal, RES waste, CSP) | 0% | 0% | 0.43884 | 0.43884 | 0.43884 | 0.43884 | 0.43884 | 0.43884 | 0.43884 | 0.43884 | 0.43884 | 0.43884 | 0.43884 | 0.43884 | 0.43884 | 0.43884 | 0.43884 | 0.43884 | 0.43884 | 0.43884
4a | Hydro Run of River and Reservoir | 2.1% | 2.1% | 1.1632 | 1.1632 | 1.1632 | 1.1632 | 1.1632 | 1.1632 | 1.1632 | 1.1632 | 1.1632 | 1.1632 | 1.1632 | 1.1632 | 1.1632 | 1.1632 | 1.1632 | 1.1632 | 1.1632 | 1.1632
4b | Hydro pumping | 2.1% | 2.1% | 1.0824 | 1.0824 | 1.0824 | 1.0824 | 1.0824 | 1.0824 | 1.0824 | 1.0824 | 1.0824 | 1.0824 | 1.0824 | 1.0824 | 1.0824 | 1.0824 | 1.0824 | 1.0824 | 1.0824 | 1.0824
5 | Other non-RES (e.g. CHP non-renewable, waste non-renewable) | 2.1% | 2.1% | 0.04042 | 0.04042 | 0.04042 | 0.04042 | 0.04042 | 0.04042 | 0.04042 | 0.04042 | 0.04042 | 0.04042 | 0.04042 | 0.04042 | 0.04042 | 0.04042 | 0.04042 | 0.04042 | 0.04042 | 0.04042
6 | Total Net generating capacity (6 = 1+2+3+4a+4b+5) |  |  | 21.3145 | 21.3145 | 21.3145 | 21.3145 | 21.3145 | 21.3145 | 21.3145 | 21.3145 | 21.3145 | 21.3145 | 21.3145 | 21.3145 | 21.3145 | 21.3145 | 21.3145 | 21.3145 | 21.3145 | 21.3145
7 | Maintenance & Overhauls (planned outages) |  |  | 5.3819 | 5.2665 | 6.0144 | 5.931 | 5.894 | 5.6071 | 5.6017 | 5.2169 | 5.1507 | 4.979 | 5.1399 | 4.6635 | 4.9436 | 4.9063 | 4.2016 | 4.5052 | 3.778 | 4.1547
7a | Nuclear Power |  |  | 0.72455 | 0.54426 | 0.56043 | 0.55328 | 1.0989 | 1.113 | 1.113 | 1.113 | 1.113 | 1.1092 | 1.1116 | 0.14213 | 0.5452 | 0.5452 | 0.51794 | 0.51794 | 0.51794 | 0.5264
7b | Lignite |  |  | 3.0016 | 2.6669 | 3.3361 | 3.4247 | 3.0244 | 2.8698 | 2.3123 | 2.3091 | 2.3812 | 2.4658 | 2.6403 | 3.0174 | 3.0418 | 3.0463 | 2.4532 | 2.7788 | 2.2247 | 2.4688
7c | Hard Coal |  |  | 1.1277 | 1.1104 | 1.1104 | 1.1563 | 1.1563 | 0.82388 | 0.87207 | 0.97733 | 0.83013 | 0.83837 | 0.85125 | 0.84205 | 0.84205 | 0.84205 | 0.88601 | 0.86117 | 0.78787 | 0.78787
7d | Gas |  |  | 0.10186 | 0.10762 | 0.10762 | 0.10762 | 0.10762 | 0.27312 | 0.4344 | 0.4344 | 0.45053 | 0.27312 | 0.27312 | 0.27312 | 0.27312 | 0.27312 | 0.10224 | 0.10224 | 0.10224 | 0.15216
7e | Oil |  |  | 0 | 0 | 0 | 0 | 0 | 0 | 0 | 0 | 0 | 0 | 0 | 0 | 0 | 0 | 0 | 0 | 0 | 0
7f | Oil Shale |  |  | 0 | 0 | 0 | 0 | 0 | 0 | 0 | 0 | 0 | 0 | 0 | 0 | 0 | 0 | 0 | 0 | 0 | 0
7g | Fossil Peat |  |  | 0 | 0 | 0 | 0 | 0 | 0 | 0 | 0 | 0 | 0 | 0 | 0 | 0 | 0 | 0 | 0 | 0 | 0
7h | Onshore Wind |  |  | 0 | 0 | 0 | 0 | 0 | 0 | 0 | 0 | 0 | 0 | 0 | 0 | 0 | 0 | 0 | 0 | 0 | 0
7i | Offshore Wind |  |  | 0 | 0 | 0 | 0 | 0 | 0 | 0 | 0 | 0 | 0 | 0 | 0 | 0 | 0 | 0 | 0 | 0 | 0
7j | Solar (PV) |  |  | 0 | 0 | 0 | 0 | 0 | 0 | 0 | 0 | 0 | 0 | 0 | 0 | 0 | 0 | 0 | 0 | 0 | 0
7k | Biomass |  |  | 0 | 0 | 0 | 0 | 0 | 0 | 0 | 0 | 0 | 0 | 0 | 0 | 0 | 0 | 0 | 0 | 0 | 0
7l | other RES (apart from hydro, including tidal, wave, geothermal, waste renewable, CSP,…) |  |  | 0 | 0 | 0 | 0 | 0 | 0 | 0 | 0 | 0 | 0 | 0 | 0 | 0 | 0 | 0 | 0 | 0 | 0
7m | Hydro Run of River and Reservoir |  |  | 0.10445 | 0.16998 | 0.25631 | 0.31086 | 0.18508 | 0.17592 | 0.45312 | 0.27423 | 0.21255 | 0.1292 | 0.12108 | 0.14132 | 0.12271 | 0.080883 | 0.099693 | 0.11633 | 0.088803 | 0.10068
7n | Hydro pumping |  |  | 0.32175 | 0.66726 | 0.6435 | 0.37818 | 0.32175 | 0.35145 | 0.41679 | 0.1089 | 0.16335 | 0.16335 | 0.14256 | 0.2475 | 0.1188 | 0.1188 | 0.14256 | 0.1287 | 0.05643 | 0.1188
7o | Other non-RES (incl. not clearly identifiable energy sources) |  |  | 0 | 0 | 0 | 0 | 0 | 0 | 0 | 0 | 0 | 0 | 0 | 0 | 0 | 0 | 0 | 0 | 0 | 0
PART B : DATA FOR NORMAL CONDITIONS
8 | Non-usable capacity at reference point (all power stations including mothballed, authorization & technical & legal constraints, energy source unavailability etc. ) |  |  | 2.8344 | 2.6585 | 2.6229 | 2.7023 | 2.7686 | 2.7618 | 2.6276 | 2.834 | 2.8525 | 2.9037 | 2.9385 | 2.9116 | 2.9984 | 3.0448 | 3.0595 | 3.092 | 3.1589 | 3.148
8a | of which nuclear |  |  | 0 | 0 | 0 | 0 | 0 | 0 | 0 | 0 | 0 | 0 | 0 | 0 | 0 | 0 | 0 | 0 | 0 | 0
8b | of which Lignite |  |  | 0 | 0 | 0 | 0 | 0 | 0 | 0 | 0 | 0 | 0 | 0 | 0 | 0 | 0 | 0 | 0 | 0 | 0
8c | of which Hard Coal |  |  | 0 | 0 | 0 | 0 | 0 | 0 | 0 | 0 | 0 | 0 | 0 | 0 | 0 | 0 | 0 | 0 | 0 | 0
8d | of which Gas |  |  | 0 | 0 | 0 | 0 | 0 | 0 | 0 | 0 | 0 | 0 | 0 | 0 | 0 | 0 | 0 | 0 | 0 | 0
8e | of which Oil |  |  | 0 | 0 | 0 | 0 | 0 | 0 | 0 | 0 | 0 | 0 | 0 | 0 | 0 | 0 | 0 | 0 | 0 | 0
8f | of which Oil Shale |  |  | 0 | 0 | 0 | 0 | 0 | 0 | 0 | 0 | 0 | 0 | 0 | 0 | 0 | 0 | 0 | 0 | 0 | 0
8g | of which Fossil Peat |  |  | 0 | 0 | 0 | 0 | 0 | 0 | 0 | 0 | 0 | 0 | 0 | 0 | 0 | 0 | 0 | 0 | 0 | 0
8h | of which onshore wind |  |  | 0.27989 | 0.28284 | 0.28244 | 0.28423 | 0.28182 | 0.28351 | 0.28443 | 0.28547 | 0.2891 | 0.2904 | 0.2912 | 0.2892 | 0.28503 | 0.27907 | 0.27434 | 0.27373 | 0.27265 | 0.27106
8i | of which offshore wind |  |  | 0 | 0 | 0 | 0 | 0 | 0 | 0 | 0 | 0 | 0 | 0 | 0 | 0 | 0 | 0 | 0 | 0 | 0
8j | of which Solar |  |  | 1.8285 | 1.8157 | 1.8057 | 1.7982 | 1.7933 | 1.7931 | 1.7964 | 1.8051 | 1.817 | 1.8332 | 1.8555 | 1.8813 | 1.9127 | 1.9481 | 1.9848 | 2.019 | 2.0466 | 2.0674
8k | of which Biomass |  |  | 0 | 0 | 0 | 0 | 0 | 0 | 0 | 0 | 0 | 0 | 0 | 0 | 0 | 0 | 0 | 0 | 0 | 0
8l | of which other RES (apart from hydro) |  |  | 0 | 0 | 0 | 0 | 0 | 0 | 0 | 0 | 0 | 0 | 0 | 0 | 0 | 0 | 0 | 0 | 0 | 0
8m | Hydro Run of River and Reservoir |  |  | 0.72605 | 0.55997 | 0.53469 | 0.61985 | 0.69347 | 0.68517 | 0.54677 | 0.74345 | 0.74637 | 0.78005 | 0.79173 | 0.74115 | 0.80067 | 0.81757 | 0.80037 | 0.79925 | 0.83957 | 0.80957
8n | Hydro pumping |  |  | 0 | 0 | 0 | 0 | 0 | 0 | 0 | 0 | 0 | 0 | 0 | 0 | 0 | 0 | 0 | 0 | 0 | 0
8o | of which other non-RES (incl. not clearly identifiable energy sources) |  |  | 0 | 0 | 0 | 0 | 0 | 0 | 0 | 0 | 0 | 0 | 0 | 0 | 0 | 0 | 0 | 0 | 0 | 0
9 | Available capacity (9 = 6 - (7 + 8)) |  |  | 13.0982 | 13.3895 | 12.6772 | 12.6812 | 12.6519 | 12.9456 | 13.0853 | 13.2636 | 13.3114 | 13.4318 | 13.2361 | 13.7394 | 13.3724 | 13.3634 | 14.0534 | 13.7174 | 14.3777 | 14.0118
10 | Outages: average expected value (all power stations) |  |  | 0.32237 | 0.33177 | 0.31078 | 0.30947 | 0.31247 | 0.32461 | 0.33192 | 0.33427 | 0.33671 | 0.33838 | 0.33254 | 0.33971 | 0.33175 | 0.33141 | 0.35055 | 0.34089 | 0.36073 | 0.35083
11 | System services reserve (one hour ahead of real time) |  |  | 1.16 | 1.155 | 1.155 | 1.155 | 1.155 | 1.165 | 1.165 | 1.165 | 1.165 | 1.165 | 1.165 | 1.165 | 1.165 | 1.165 | 1.175 | 1.175 | 1.175 | 1.175
12 | Reliably available capacity (12 = 9 - (10 + 11)) |  |  | 11.6158 | 11.9028 | 11.2115 | 11.2168 | 11.1844 | 11.456 | 11.5884 | 11.7643 | 11.8097 | 11.9285 | 11.7386 | 12.2347 | 11.8757 | 11.867 | 12.5279 | 12.2015 | 12.842 | 12.486
13 | Demand at reference point in time |  |  | 7.7194 | 7.63 | 7.6239 | 7.5801 | 7.5207 | 7.4273 | 7.3422 | 7.2509 | 7.2054 | 7.1705 | 6.9636 | 7.2888 | 7.4412 | 7.6502 | 7.9045 | 8.1042 | 8.3415 | 8.5337
13b | Population average daily (24h) temperature (degrees Celsius) |  |  | 16.7257 | 17.5354 | 18.248 | 18.8552 | 19.3496 | 19.7249 | 19.9756 | 20.0978 | 20.0884 | 19.9457 | 19.6694 | 19.2606 | 18.7216 | 18.0568 | 17.2719 | 16.3744 | 15.3738 | 14.2814
14a | Load reduction / demand side response available at reference point in time |  |  | 0 | 0 | 0 | 0 | 0 | 0 | 0 | 0 | 0 | 0 | 0 | 0 | 0 | 0 | 0 | 0 | 0 | 0
14b | Strategic reserves available at reference point in time |  |  | 0 | 0 | 0 | 0 | 0 | 0 | 0 | 0 | 0 | 0 | 0 | 0 | 0 | 0 | 0 | 0 | 0 | 0
15 | Net weekly load at reference point in time (15 = 13-14a) |  |  | 7.7194 | 7.63 | 7.6239 | 7.5801 | 7.5207 | 7.4273 | 7.3422 | 7.2509 | 7.2054 | 7.1705 | 6.9636 | 7.2888 | 7.4412 | 7.6502 | 7.9045 | 8.1042 | 8.3415 | 8.5337
16 | Remaining capacity at reference point in time (16 = 12- 15) |  |  | 3.8965 | 4.2728 | 3.5876 | 3.6367 | 3.6637 | 4.0287 | 4.2462 | 4.5134 | 4.6042 | 4.758 | 4.775 | 4.9459 | 4.4345 | 4.2168 | 4.6233 | 4.0973 | 4.5005 | 3.9523
B1 | Weekly peak load (unrestricted reference point in time) |  |  | 8.4777 | 8.4242 | 8.3827 | 8.3523 | 8.3415 | 8.2736 | 8.2225 | 8.1667 | 8.0694 | 7.9284 | 7.922 | 8.1973 | 8.2963 | 8.3594 | 8.6033 | 8.5383 | 8.5788 | 8.6608
B2 | Daily hour of expected weekly peak load (CET for winter, but CEST for last week; CEST for summer) |  |  | 12 | 12 | 12 | 12 | 12 | 12 | 12 | 12 | 12 | 12 | 12 | 12 | 12 | 12 | 12 | 12 | 9 | 9
.
PART C : DATA FOR SEVERE CONDITIONS
17 | Non-usable capacity at reference point (all power stations including mothballed, authorization & technical & legal constraints, energy source unavailability etc. ) |  |  | 2.9421 | 2.7675 | 2.7426 | 2.8175 | 2.8803 | 2.8725 | 2.7308 | 2.9355 | 2.9484 | 3.0014 | 3.0361 | 3.0157 | 3.1083 | 3.1536 | 3.1621 | 3.1821 | 3.2358 | 3.2122
17a | of which nuclear |  |  | 0 | 0 | 0 | 0 | 0 | 0 | 0 | 0 | 0 | 0 | 0 | 0 | 0 | 0 | 0 | 0 | 0 | 0
17b | of which Lignite |  |  | 0 | 0 | 0 | 0 | 0 | 0 | 0 | 0 | 0 | 0 | 0 | 0 | 0 | 0 | 0 | 0 | 0 | 0
17c | of which Hard Coal |  |  | 0 | 0 | 0 | 0 | 0 | 0 | 0 | 0 | 0 | 0 | 0 | 0 | 0 | 0 | 0 | 0 | 0 | 0
17d | of which Gas |  |  | 0 | 0 | 0 | 0 | 0 | 0 | 0 | 0 | 0 | 0 | 0 | 0 | 0 | 0 | 0 | 0 | 0 | 0
17e | of which Oil |  |  | 0 | 0 | 0 | 0 | 0 | 0 | 0 | 0 | 0 | 0 | 0 | 0 | 0 | 0 | 0 | 0 | 0 | 0
17f | of which Oil Shale |  |  | 0 | 0 | 0 | 0 | 0 | 0 | 0 | 0 | 0 | 0 | 0 | 0 | 0 | 0 | 0 | 0 | 0 | 0
17g | of which Fossil Peat |  |  | 0 | 0 | 0 | 0 | 0 | 0 | 0 | 0 | 0 | 0 | 0 | 0 | 0 | 0 | 0 | 0 | 0 | 0
17h | of which onshore wind |  |  | 0.31801 | 0.31866 | 0.31884 | 0.31898 | 0.31846 | 0.3187 | 0.31847 | 0.31857 | 0.31915 | 0.31922 | 0.31935 | 0.31946 | 0.3194 | 0.31902 | 0.31863 | 0.31811 | 0.31786 | 0.31807
17i | of which offshore wind |  |  | 0 | 0 | 0 | 0 | 0 | 0 | 0 | 0 | 0 | 0 | 0 | 0 | 0 | 0 | 0 | 0 | 0 | 0
17j | of which Solar |  |  | 1.898 | 1.8889 | 1.889 | 1.8786 | 1.8683 | 1.8687 | 1.8656 | 1.8735 | 1.8829 | 1.9021 | 1.925 | 1.9551 | 1.9882 | 2.017 | 2.0431 | 2.0647 | 2.0784 | 2.0845
17k | of which Biomass |  |  | 0 | 0 | 0 | 0 | 0 | 0 | 0 | 0 | 0 | 0 | 0 | 0 | 0 | 0 | 0 | 0 | 0 | 0
17l | of which other RES (apart from hydro) |  |  | 0 | 0 | 0 | 0 | 0 | 0 | 0 | 0 | 0 | 0 | 0 | 0 | 0 | 0 | 0 | 0 | 0 | 0
17m | Hydro Run of River and Reservoir |  |  | 0.72605 | 0.55997 | 0.53469 | 0.61985 | 0.69347 | 0.68517 | 0.54677 | 0.74345 | 0.74637 | 0.78005 | 0.79173 | 0.74115 | 0.80067 | 0.81757 | 0.80037 | 0.79925 | 0.83957 | 0.80957
17n | Hydro pumping |  |  | 0 | 0 | 0 | 0 | 0 | 0 | 0 | 0 | 0 | 0 | 0 | 0 | 0 | 0 | 0 | 0 | 0 | 0
17o | of which other non-RES (incl. not clearly identifiable energy sources) |  |  | 0 | 0 | 0 | 0 | 0 | 0 | 0 | 0 | 0 | 0 | 0 | 0 | 0 | 0 | 0 | 0 | 0 | 0
18 | Available capacity (18 = 6 - (7 + 17)) |  |  | 12.9905 | 13.2805 | 12.5576 | 12.5661 | 12.5402 | 12.8348 | 12.9821 | 13.1621 | 13.2155 | 13.3341 | 13.1385 | 13.6353 | 13.2626 | 13.2546 | 13.9508 | 13.6272 | 14.3007 | 13.9477
19 | Outages: average expected value (all power stations) under SEVERE conditions |  |  | 0.32078 | 0.33011 | 0.30891 | 0.30767 | 0.31077 | 0.32291 | 0.33036 | 0.33273 | 0.33523 | 0.33684 | 0.33099 | 0.33806 | 0.33006 | 0.32984 | 0.34919 | 0.33979 | 0.35992 | 0.35032
20 | System services reserve (one hour ahead of real time) under SEVERE conditions |  |  | 1.16 | 1.155 | 1.155 | 1.155 | 1.155 | 1.165 | 1.165 | 1.165 | 1.165 | 1.165 | 1.165 | 1.165 | 1.165 | 1.165 | 1.175 | 1.175 | 1.175 | 1.175
21 | Reliably available capacity under SEVERE conditions (21 = 18 - (19 + 20)) |  |  | 11.5097 | 11.7954 | 11.0936 | 11.1034 | 11.0744 | 11.3469 | 11.4867 | 11.6644 | 11.7152 | 11.8323 | 11.6425 | 12.1323 | 11.7676 | 11.7597 | 12.4266 | 12.1125 | 12.7658 | 12.4224
22 | Demand at reference point in time under SEVERE conditions (one in 20 year) |  |  | 8.4495 | 8.3279 | 8.0896 | 8.0593 | 8.0402 | 7.813 | 7.787 | 7.709 | 7.506 | 7.4633 | 7.2809 | 7.5785 | 7.7242 | 8.2084 | 8.5817 | 8.6252 | 9.0447 | 9.1426
23a | Load reduction / demand side response available at reference point in time under SEVERE conditions |  |  | 0 | 0 | 0 | 0 | 0 | 0 | 0 | 0 | 0 | 0 | 0 | 0 | 0 | 0 | 0 | 0 | 0 | 0
23b | Strategic reserves available at reference point in time under SEVERE conditions |  |  | 0 | 0 | 0 | 0 | 0 | 0 | 0 | 0 | 0 | 0 | 0 | 0 | 0 | 0 | 0 | 0 | 0 | 0
24 | Net weekly peak load for SEVERE conditions (24 = 22-23a) |  |  | 8.4495 | 8.3279 | 8.0896 | 8.0593 | 8.0402 | 7.813 | 7.787 | 7.709 | 7.506 | 7.4633 | 7.2809 | 7.5785 | 7.7242 | 8.2084 | 8.5817 | 8.6252 | 9.0447 | 9.1426
25 | Remaining capacity for SEVERE conditions (25 = 21-24) |  |  | 3.0602 | 3.4675 | 3.004 | 3.0441 | 3.0343 | 3.5339 | 3.6997 | 3.9554 | 4.2093 | 4.369 | 4.3616 | 4.5538 | 4.0434 | 3.5513 | 3.845 | 3.4873 | 3.7211 | 3.2797
C1 | Weekly peak load under SEVERE conditions (unrestricted reference point in time) |  |  | 9.3681 | 9.1897 | 8.9503 | 8.9937 | 8.9745 | 8.6938 | 8.6928 | 8.6446 | 8.3958 | 8.2627 | 8.4737 | 8.4993 | 8.6459 | 8.9343 | 9.3084 | 9.2558 | 9.289 | 9.2769
C2 | Daily hour of expected weekly peak load (CET for winter, but CEST for last week; CEST for summer) |  |  | 12 | 12 | 12 | 12 | 12 | 12 | 12 | 12 | 12 | 12 | 12 | 12 | 12 | 12 | 12 | 9 | 9 | 9
PART D: ADDITIONAL INFORMATION FOR INTERCONNECTORS (at synchronous peak)
31 | Simultaneous importable capacity |  | From | 5.7 | 4.7 | 5.7 | 5.7 | 5.7 | 5.3 | 5.7 | 5.7 | 5.7 | 5.7 | 5.7 | 5.4 | 5.4 | 5.7 | 5.7 | 5.7 | 5.1 | 5.1
32 | Simultaneous exportable capacity |  | To | 6.2 | 5.2 | 6.5 | 6.5 | 6.5 | 6.5 | 6.5 | 6.5 | 6.5 | 6.5 | 6.5 | 6.2 | 6.2 | 6.5 | 6.5 | 6.5 | 5.8 | 5.8
| The off-peak dates are related to Sunday of each week |  |  | 2019-06-02 | 2019-06-09 | 2019-06-16 | 2019-06-23 | 2019-06-30 | 2019-07-07 | 2019-07-14 | 2019-07-21 | 2019-07-28 | 2019-08-04 | 2019-08-11 | 2019-08-18 | 2019-08-25 | 2019-09-01 | 2019-09-08 | 2019-09-15 | 2019-09-22 | 2019-09-29
| WEEK |  |  | 22 | 23 | 24 | 25 | 26 | 27 | 28 | 29 | 30 | 31 | 32 | 33 | 34 | 35 | 36 | 37 | 38 | 39
| Time (CET for winter, but CEST for last week of winter; CEST for summer) |  |  | 5:00 | 5:00 | 5:00 | 5:00 | 5:00 | 5:00 | 5:00 | 5:00 | 5:00 | 5:00 | 5:00 | 5:00 | 5:00 | 5:00 | 5:00 | 5:00 | 5:00 | 5:00
PART E: ADDITIONAL INFORMATION FOR NIGHT MIN DEMAND CONDITIONS
33 | Weekly Minimum Demand (overnight valley minimum) |  |  | 5.0225 | 5.0187 | 4.9519 | 4.9583 | 4.8835 | 4.8021 | 4.7692 | 4.7265 | 4.6334 | 4.6017 | 4.8177 | 4.8232 | 4.985 | 5.1998 | 5.252 | 5.3525 | 5.5855 | 5.6055
34 | Must Run Generation (excluding wind/run of river) |  |  | 5.0684 | 5.0068 | 5.0341 | 4.2783 | 4.4145 | 4.3673 | 4.2914 | 4.2872 | 4.3147 | 4.3069 | 5.0938 | 4.9516 | 4.9632 | 5.0393 | 5.0399 | 5.1169 | 5.1244 | 5.1276
35 | Run of river generation (Must Run) |  |  | 0.36561 | 0.36561 | 0.36561 | 0.36561 | 0.36561 | 0.36561 | 0.36561 | 0.36561 | 0.36561 | 0.36561 | 0.36561 | 0.36561 | 0.36561 | 0.36561 | 0.36561 | 0.36561 | 0.36561 | 0.36561
36 | Downward balancing reserves (FCR, FRR) |  |  | 0.535 | 0.535 | 0.535 | 0.535 | 0.535 | 0.535 | 0.535 | 0.535 | 0.535 | 0.535 | 0.535 | 0.535 | 0.535 | 0.535 | 0.535 | 0.535 | 0.535 | 0.535
37 | Pumping Storage Capacity available (Power) |  |  | 0.8415 | 0.49599 | 0.51975 | 0.78507 | 0.8415 | 0.8118 | 0.74646 | 1.0543 | 0.9999 | 0.9999 | 1.0207 | 0.91575 | 1.0445 | 1.0445 | 1.0207 | 1.0345 | 1.1068 | 1.0445
38a | Highest expected onshore wind generation running |  |  | 0.15848 | 0.15737 | 0.15209 | 0.15638 | 0.15419 | 0.15334 | 0.15157 | 0.14178 | 0.13551 | 0.13439 | 0.13197 | 0.13691 | 0.15216 | 0.15969 | 0.16298 | 0.16141 | 0.17111 | 0.17704
38b | Highest expected offshore wind generation running |  |  | 0 | 0 | 0 | 0 | 0 | 0 | 0 | 0 | 0 | 0 | 0 | 0 | 0 | 0 | 0 | 0 | 0 | 0
39 | DOWNWARD REGULATION CAPABILITIES: 39 = (33+37)-(34+35+36+38a+38b)) |  |  | -0.26343 | -0.55007 | -0.61509 | 0.40815 | 0.25563 | 0.19263 | 0.172 | 0.45128 | 0.28242 | 0.25969 | -0.28797 | -0.25019 | 0.013431 | 0.14464 | 0.16914 | 0.20815 | 0.49622 | 0.4447
PART Ebis: ADDITIONAL INFORMATION FOR INTERCONNECTORS
Transportable capacity at night minimum demand conditions (high wind conditions)
40 | Simultaneous importable capacity |  | From | 5.7 | 4.7 | 5.7 | 5.7 | 5.7 | 5.3 | 5.7 | 5.7 | 5.7 | 5.7 | 5.7 | 5.4 | 5.4 | 5.7 | 5.7 | 5.7 | 5.1 | 5.1
41 | Simultaneous exportable capacity |  | To | 6.2 | 5.2 | 6.5 | 6.5 | 6.5 | 6.5 | 6.5 | 6.5 | 6.5 | 6.5 | 6.5 | 6.2 | 6.2 | 6.5 | 6.5 | 6.5 | 5.8 | 5.8
| Time (CET for winter, but CEST for last week of winter; CEST for summer) |  |  | 11:00 | 11:00 | 11:00 | 11:00 | 11:00 | 11:00 | 11:00 | 11:00 | 11:00 | 11:00 | 11:00 | 11:00 | 11:00 | 11:00 | 11:00 | 11:00 | 11:00 | 11:00
PART F: ADDITIONAL INFORMATION FOR DAYTIME MIN DEMAND CONDITIONS
42 | Weekly Minimum Daytime Demand (Sunday low peak + solar) |  |  | 6.9969 | 7.0449 | 7.0436 | 7.007 | 6.9186 | 6.7203 | 6.7564 | 6.686 | 6.4933 | 6.654 | 6.6487 | 6.6387 | 6.7782 | 7.0337 | 7.0579 | 7.2204 | 7.4429 | 7.3442
43 | Must Run Generation (excluding wind/PV/run of river) |  |  | 5.0693 | 5.0077 | 5.035 | 4.3298 | 4.4154 | 4.3683 | 4.2924 | 4.2881 | 4.3156 | 4.3078 | 5.0947 | 4.9525 | 4.9641 | 5.0402 | 5.0409 | 5.1178 | 5.1251 | 5.1284
44 | Run of river generation (Must Run) |  |  | 0.36561 | 0.36561 | 0.36561 | 0.36561 | 0.36561 | 0.36561 | 0.36561 | 0.36561 | 0.36561 | 0.36561 | 0.36561 | 0.36561 | 0.36561 | 0.36561 | 0.36561 | 0.36561 | 0.36561 | 0.36561
45 | Downward balancing reserves (FCR, FRR) |  |  | 0.58 | 0.575 | 0.575 | 0.575 | 0.575 | 0.58 | 0.58 | 0.58 | 0.58 | 0.58 | 0.58 | 0.58 | 0.585 | 0.585 | 0.585 | 0.585 | 0.585 | 0.585
46 | Pumping Storage Capacity available (Power) |  |  | 0.8415 | 0.49599 | 0.51975 | 0.78507 | 0.8415 | 0.8118 | 0.74646 | 1.0543 | 0.9999 | 0.9999 | 1.0207 | 0.91575 | 1.0445 | 1.0445 | 1.0207 | 1.0345 | 1.1068 | 1.0445
47a | Highest expected onshore wind generation running |  |  | 0.14894 | 0.14967 | 0.14123 | 0.14741 | 0.14668 | 0.14345 | 0.14345 | 0.13141 | 0.12328 | 0.12664 | 0.12434 | 0.13218 | 0.16011 | 0.16607 | 0.17081 | 0.16667 | 0.16801 | 0.16863
47b | Highest expected offshore wind generation running |  |  | 0 | 0 | 0 | 0 | 0 | 0 | 0 | 0 | 0 | 0 | 0 | 0 | 0 | 0 | 0 | 0 | 0 | 0
48 | Highest expected solar PV running |  |  | 1.0581 | 1.0496 | 1.0453 | 1.0395 | 1.0356 | 1.0331 | 1.0258 | 1.017 | 1.0096 | 1.0013 | 0.98994 | 0.97777 | 0.9633 | 0.94649 | 0.92315 | 0.89234 | 0.86649 | 0.84233
49 | DOWNWARD REGULATION CAPABILITIES: 49 = (42+46)-(43+44+45+47a+47b+48a+48b) |  |  | 0.61648 | 0.39327 | 0.40117 | 1.3347 | 1.2218 | 1.0417 | 1.0957 | 1.3582 | 1.099 | 1.2725 | 0.51482 | 0.54632 | 0.78455 | 0.97472 | 0.99321 | 1.1275 | 1.4395 | 1.2987
PART Fbis: ADDITIONAL INFORMATION FOR INTERCONNECTORS
Transportable capacity at daytime minimum demand conditions (high wind and high solar conditions)
50 | Simultaneous importable capacity |  | From | 5.7 | 4.7 | 5.7 | 5.7 | 5.7 | 5.3 | 5.7 | 5.7 | 5.7 | 5.7 | 5.7 | 5.4 | 5.4 | 5.7 | 5.7 | 5.7 | 5.1 | 5.1
51 | Simultaneous exportable capacity |  | To | 6.2 | 5.2 | 6.5 | 6.5 | 6.5 | 6.5 | 6.5 | 6.5 | 6.5 | 6.5 | 6.5 | 6.2 | 6.2 | 6.5 | 6.5 | 6.5 | 5.8 | 5.8

## CY
Summer Outlook Report 2018
| Power Data (all entries are assumed to be >0) |  |  | Countrycode: |  | CY | [6 empty] | Heating if temperature below: | no data |  |  |  | Cooling if temperature above: | 25.1
| (Net values in GW, at a synchronous time every week) |  |  | Countryname: |  | Cyprus | [6 empty] | Heating saturation temperature: | no data |  |  |  | Cooling saturation temperature: | not detected
[13 empty] | Temperature sensitivity in heating [MW/ ͦC] | no data |  |  |  | Temperature sensitivity in cooling [MW/ ͦC] | 58
| The peak dates are related to Wednesday of each week |  |  | 2018-05-30 | 2018-06-06 | 2018-06-13 | 2018-06-20 | 2018-06-27 | 2018-07-04 | 2018-07-11 | 2018-07-18 | 2018-07-25 | 2018-08-01 | 2018-08-08 | 2018-08-15 | 2018-08-22 | 2018-08-29 | 2018-09-05 | 2018-09-12 | 2018-09-19 | 2018-09-26
| WEEK |  |  | 22 | 23 | 24 | 25 | 26 | 27 | 28 | 29 | 30 | 31 | 32 | 33 | 34 | 35 | 36 | 37 | 38 | 39
| Time (CET for winter, but CEST last week; CEST for summer) |  |  | 19:00 | 19:00 | 19:00 | 19:00 | 19:00 | 19:00 | 19:00 | 19:00 | 19:00 | 19:00 | 19:00 | 19:00 | 19:00 | 19:00 | 19:00 | 19:00 | 19:00 | 19:00
Line | PART A : INDIGENOUS NATIONAL GENERATION | Severe conditions Average Forced Outage Rate | Normal conditions Average Forced Outage Rate
Net generating capacity:
1 | Nuclear Power | 0% | 0% | 0 | 0 | 0 | 0 | 0 | 0 | 0 | 0 | 0 | 0 | 0 | 0 | 0 | 0 | 0 | 0 | 0 | 0
2 | Fossil Fuels |  |  | 1.48 | 1.48 | 1.48 | 1.48 | 1.48 | 1.48 | 1.48 | 1.48 | 1.48 | 1.48 | 1.48 | 1.48 | 1.48 | 1.48 | 1.48 | 1.48 | 1.48 | 1.48
2a | of which Lignite | 0% | 0% | 0 | 0 | 0 | 0 | 0 | 0 | 0 | 0 | 0 | 0 | 0 | 0 | 0 | 0 | 0 | 0 | 0 | 0
2b | of which Hard Coal | 0% | 0% | 0 | 0 | 0 | 0 | 0 | 0 | 0 | 0 | 0 | 0 | 0 | 0 | 0 | 0 | 0 | 0 | 0 | 0
2c | of which Gas | 0% | 0% | 0 | 0 | 0 | 0 | 0 | 0 | 0 | 0 | 0 | 0 | 0 | 0 | 0 | 0 | 0 | 0 | 0 | 0
2d | of which Oil | 0% | 0% | 1.48 | 1.48 | 1.48 | 1.48 | 1.48 | 1.48 | 1.48 | 1.48 | 1.48 | 1.48 | 1.48 | 1.48 | 1.48 | 1.48 | 1.48 | 1.48 | 1.48 | 1.48
2e | of which Oil Shale | 0% | 0% | 0 | 0 | 0 | 0 | 0 | 0 | 0 | 0 | 0 | 0 | 0 | 0 | 0 | 0 | 0 | 0 | 0 | 0
2f | of which Fossil Peat | 0% | 0% | 0 | 0 | 0 | 0 | 0 | 0 | 0 | 0 | 0 | 0 | 0 | 0 | 0 | 0 | 0 | 0 | 0 | 0
3 | Renewable Energy Sources (other than hydro) |  |  | 0.2972 | 0.2972 | 0.2972 | 0.2972 | 0.2972 | 0.2972 | 0.2972 | 0.2972 | 0.2972 | 0.2972 | 0.2972 | 0.2972 | 0.2972 | 0.2972 | 0.2972 | 0.2972 | 0.2972 | 0.2972
3a | of which onshore wind | 0% | 0% | 0.1575 | 0.1575 | 0.1575 | 0.1575 | 0.1575 | 0.1575 | 0.1575 | 0.1575 | 0.1575 | 0.1575 | 0.1575 | 0.1575 | 0.1575 | 0.1575 | 0.1575 | 0.1575 | 0.1575 | 0.1575
3b | of which offshore wind | 0% | 0% | 0 | 0 | 0 | 0 | 0 | 0 | 0 | 0 | 0 | 0 | 0 | 0 | 0 | 0 | 0 | 0 | 0 | 0
3c | of which Solar (PV) | 0% | 0% | 0.13 | 0.13 | 0.13 | 0.13 | 0.13 | 0.13 | 0.13 | 0.13 | 0.13 | 0.13 | 0.13 | 0.13 | 0.13 | 0.13 | 0.13 | 0.13 | 0.13 | 0.13
3d | of which Biomass | 0% | 0% | 0.0097 | 0.0097 | 0.0097 | 0.0097 | 0.0097 | 0.0097 | 0.0097 | 0.0097 | 0.0097 | 0.0097 | 0.0097 | 0.0097 | 0.0097 | 0.0097 | 0.0097 | 0.0097 | 0.0097 | 0.0097
3e | of which other RES (e.g. tidal, wave, geothermal, RES waste, CSP) | 0% | 0% | 0 | 0 | 0 | 0 | 0 | 0 | 0 | 0 | 0 | 0 | 0 | 0 | 0 | 0 | 0 | 0 | 0 | 0
4a | Hydro Run of River and Reservoir | 0% | 0% | 0 | 0 | 0 | 0 | 0 | 0 | 0 | 0 | 0 | 0 | 0 | 0 | 0 | 0 | 0 | 0 | 0 | 0
4b | Hydro pumping | 0% | 0% | 0 | 0 | 0 | 0 | 0 | 0 | 0 | 0 | 0 | 0 | 0 | 0 | 0 | 0 | 0 | 0 | 0 | 0
5 | Other non-RES (e.g. CHP non-renewable, waste non-renewable) | 0% | 0% | 0 | 0 | 0 | 0 | 0 | 0 | 0 | 0 | 0 | 0 | 0 | 0 | 0 | 0 | 0 | 0 | 0 | 0
6 | Total Net generating capacity (6 = 1+2+3+4a+4b+5) |  |  | 1.7772 | 1.7772 | 1.7772 | 1.7772 | 1.7772 | 1.7772 | 1.7772 | 1.7772 | 1.7772 | 1.7772 | 1.7772 | 1.7772 | 1.7772 | 1.7772 | 1.7772 | 1.7772 | 1.7772 | 1.7772
7 | Maintenance & Overhauls (planned outages) |  |  | 0.13 | 0 | 0 | 0 | 0 | 0 | 0 | 0 | 0 | 0 | 0 | 0 | 0 | 0 | 0.0725 | 0.0725 | 0.2025 | 0.2025
7a | Nuclear Power |  |  | 0 | 0 | 0 | 0 | 0 | 0 | 0 | 0 | 0 | 0 | 0 | 0 | 0 | 0 | 0 | 0 | 0 | 0
7b | Lignite |  |  | 0 | 0 | 0 | 0 | 0 | 0 | 0 | 0 | 0 | 0 | 0 | 0 | 0 | 0 | 0 | 0 | 0 | 0
7c | Hard Coal |  |  | 0 | 0 | 0 | 0 | 0 | 0 | 0 | 0 | 0 | 0 | 0 | 0 | 0 | 0 | 0 | 0 | 0 | 0
7d | Gas |  |  | 0 | 0 | 0 | 0 | 0 | 0 | 0 | 0 | 0 | 0 | 0 | 0 | 0 | 0 | 0 | 0 | 0 | 0
7e | Oil |  |  | 0.13 | 0 | 0 | 0 | 0 | 0 | 0 | 0 | 0 | 0 | 0 | 0 | 0 | 0 | 0.0725 | 0.0725 | 0.2025 | 0.2025
7f | Oil Shale |  |  | 0 | 0 | 0 | 0 | 0 | 0 | 0 | 0 | 0 | 0 | 0 | 0 | 0 | 0 | 0 | 0 | 0 | 0
7g | Fossil Peat |  |  | 0 | 0 | 0 | 0 | 0 | 0 | 0 | 0 | 0 | 0 | 0 | 0 | 0 | 0 | 0 | 0 | 0 | 0
7h | Onshore Wind |  |  | 0 | 0 | 0 | 0 | 0 | 0 | 0 | 0 | 0 | 0 | 0 | 0 | 0 | 0 | 0 | 0 | 0 | 0
7i | Offshore Wind |  |  | 0 | 0 | 0 | 0 | 0 | 0 | 0 | 0 | 0 | 0 | 0 | 0 | 0 | 0 | 0 | 0 | 0 | 0
7j | Solar (PV) |  |  | 0 | 0 | 0 | 0 | 0 | 0 | 0 | 0 | 0 | 0 | 0 | 0 | 0 | 0 | 0 | 0 | 0 | 0
7k | Biomass |  |  | 0 | 0 | 0 | 0 | 0 | 0 | 0 | 0 | 0 | 0 | 0 | 0 | 0 | 0 | 0 | 0 | 0 | 0
7l | other RES (apart from hydro, including tidal, wave, geothermal, waste renewable, CSP,…) |  |  | 0 | 0 | 0 | 0 | 0 | 0 | 0 | 0 | 0 | 0 | 0 | 0 | 0 | 0 | 0 | 0 | 0 | 0
7m | Hydro Run of River and Reservoir |  |  | 0 | 0 | 0 | 0 | 0 | 0 | 0 | 0 | 0 | 0 | 0 | 0 | 0 | 0 | 0 | 0 | 0 | 0
7n | Hydro pumping |  |  | 0 | 0 | 0 | 0 | 0 | 0 | 0 | 0 | 0 | 0 | 0 | 0 | 0 | 0 | 0 | 0 | 0 | 0
7o | Other non-RES (incl. not clearly identifiable energy sources) |  |  | 0 | 0 | 0 | 0 | 0 | 0 | 0 | 0 | 0 | 0 | 0 | 0 | 0 | 0 | 0 | 0 | 0 | 0
PART B : DATA FOR NORMAL CONDITIONS
8 | Non-usable capacity at reference point (all power stations including mothballed, authorization & technical & legal constraints, energy source unavailability etc. ) |  |  | 0.26755 | 0.26686 | 0.26705 | 0.26684 | 0.26803 | 0.26858 | 0.26943 | 0.27023 | 0.27073 | 0.27202 | 0.27253 | 0.27313 | 0.27349 | 0.27381 | 0.27364 | 0.2738 | 0.27447 | 0.27548
8a | of which nuclear
8b | of which Lignite
8c | of which Hard Coal
8d | of which Gas
8e | of which Oil
8f | of which Oil Shale
8g | of which Fossil Peat
8h | of which onshore wind |  |  | 0.14011 | 0.13986 | 0.14044 | 0.14048 | 0.14172 | 0.14227 | 0.14299 | 0.14344 | 0.14348 | 0.1442 | 0.14411 | 0.14416 | 0.14401 | 0.14397 | 0.14364 | 0.1438 | 0.14447 | 0.14548
8i | of which offshore wind |  |  | 0 | 0 | 0 | 0 | 0 | 0 | 0 | 0 | 0 | 0 | 0 | 0 | 0 | 0 | 0 | 0 | 0 | 0
8j | of which Solar |  |  | 0.12744 | 0.127 | 0.12661 | 0.12636 | 0.1263 | 0.12631 | 0.12644 | 0.1268 | 0.12725 | 0.12782 | 0.12842 | 0.12897 | 0.12948 | 0.12984 | 0.13 | 0.13 | 0.13 | 0.13
8k | of which Biomass
8l | of which other RES (apart from hydro)
8m | Hydro Run of River and Reservoir
8n | Hydro pumping
8o | of which other non-RES (incl. not clearly identifiable energy sources)
9 | Available capacity (9 = 6 - (7 + 8)) |  |  | 1.3796 | 1.5103 | 1.5102 | 1.5104 | 1.5092 | 1.5086 | 1.5078 | 1.507 | 1.5065 | 1.5052 | 1.5047 | 1.5041 | 1.5037 | 1.5034 | 1.4311 | 1.4309 | 1.3002 | 1.2992
10 | Outages: average expected value (all power stations) |  |  | 0 | 0 | 0 | 0 | 0 | 0 | 0 | 0 | 0 | 0 | 0 | 0 | 0 | 0 | 0 | 0 | 0 | 0
11 | System services reserve (one hour ahead of real time) |  |  | 0.04 | 0.04 | 0.04 | 0.04 | 0.04 | 0.04 | 0.04 | 0.04 | 0.04 | 0.04 | 0.04 | 0.04 | 0.04 | 0.04 | 0.04 | 0.04 | 0.04 | 0.04
12 | Reliably available capacity (12 = 9 - (10 + 11)) |  |  | 1.3396 | 1.4703 | 1.4702 | 1.4704 | 1.4692 | 1.4686 | 1.4678 | 1.467 | 1.4665 | 1.4652 | 1.4647 | 1.4641 | 1.4637 | 1.4634 | 1.3911 | 1.3909 | 1.2602 | 1.2592
13 | Demand at reference point in time |  |  | 0.72476 | 0.75989 | 0.79502 | 0.84786 | 0.88519 | 0.91712 | 0.95991 | 0.99592 | 1.0128 | 1.0179 | 0.97377 | 0.89137 | 0.92947 | 0.96757 | 0.9 | 0.82248 | 0.79739 | 0.76888
13b | Population average daily (24h) temperature (degrees Celsius) |  |  | 34 | 35 | 36 | 36 | 37 | 37 | 37 | 38 | 37 | 37 | 37 | 37 | 36 | 35 | 34 | 32 | 32 | 32
14a | Load reduction / demand side response available at reference point in time |  |  | 0 | 0 | 0 | 0 | 0 | 0 | 0 | 0 | 0 | 0 | 0 | 0 | 0 | 0 | 0 | 0 | 0 | 0
14b | Strategic reserves available at reference point in time |  |  | 0 | 0 | 0 | 0 | 0 | 0 | 0 | 0 | 0 | 0 | 0 | 0 | 0 | 0 | 0 | 0 | 0 | 0
15 | Net weekly load at reference point in time (15 = 13-14a) |  |  | 0.72476 | 0.75989 | 0.79502 | 0.84786 | 0.88519 | 0.91712 | 0.95991 | 0.99592 | 1.0128 | 1.0179 | 0.97377 | 0.89137 | 0.92947 | 0.96757 | 0.9 | 0.82248 | 0.79739 | 0.76888
16 | Remaining capacity at reference point in time (16 = 12- 15) |  |  | 0.61489 | 0.71045 | 0.67513 | 0.6225 | 0.58398 | 0.55151 | 0.50786 | 0.47104 | 0.45365 | 0.44728 | 0.49091 | 0.5727 | 0.53424 | 0.49582 | 0.49107 | 0.56842 | 0.46284 | 0.49033
B1 | Weekly peak load (unrestricted reference point in time) |  |  | 0.83305 | 0.87344 | 0.91382 | 0.97455 | 1.0175 | 1.0542 | 1.1033 | 1.1447 | 1.1642 | 1.17 | 1.1193 | 1.0246 | 1.0684 | 1.1122 | 1.0345 | 0.94537 | 0.91654 | 0.88377
B2 | Daily hour of expected weekly peak load (CET for winter, but CEST for last week; CEST for summer) |  |  | 13:00 | 13:00 | 13:00 | 13:00 | 13:00 | 13:00 | 13:00 | 13:00 | 13:00 | 13:00 | 13:00 | 13:00 | 13:00 | 13:00 | 13:00 | 13:00 | 13:00 | 13:00
PART C : DATA FOR SEVERE CONDITIONS
17 | Non-usable capacity at reference point (all power stations including mothballed, authorization & technical & legal constraints, energy source unavailability etc. ) |  |  | 0.2849 | 0.2845 | 0.28414 | 0.28367 | 0.28344 | 0.2835 | 0.28388 | 0.28448 | 0.28498 | 0.2857 | 0.28624 | 0.28658 | 0.28678 | 0.28679 | 0.28681 | 0.28697 | 0.28722 | 0.28732
17a | of which nuclear
17b | of which Lignite
17c | of which Hard Coal
17d | of which Gas
17e | of which Oil
17f | of which Oil Shale
17g | of which Fossil Peat
17h | of which onshore wind |  |  | 0.15662 | 0.15667 | 0.15676 | 0.15672 | 0.15683 | 0.15674 | 0.1567 | 0.15674 | 0.15666 | 0.15679 | 0.15682 | 0.15677 | 0.15679 | 0.15679 | 0.15681 | 0.15697 | 0.15722 | 0.15732
17i | of which offshore wind |  |  | 0 | 0 | 0 | 0 | 0 | 0 | 0 | 0 | 0 | 0 | 0 | 0 | 0 | 0 | 0 | 0 | 0 | 0
17j | of which Solar |  |  | 0.12828 | 0.12784 | 0.12738 | 0.12696 | 0.12661 | 0.12676 | 0.12718 | 0.12774 | 0.12832 | 0.12891 | 0.12942 | 0.1298 | 0.12999 | 0.13 | 0.13 | 0.13 | 0.13 | 0.13
17k | of which Biomass
17l | of which other RES (apart from hydro)
17m | Hydro Run of River and Reservoir
17n | Hydro pumping
17o | of which other non-RES (incl. not clearly identifiable energy sources)
18 | Available capacity (18 = 6 - (7 + 17)) |  |  | 1.3623 | 1.4927 | 1.4931 | 1.4935 | 1.4938 | 1.4937 | 1.4933 | 1.4927 | 1.4922 | 1.4915 | 1.491 | 1.4906 | 1.4904 | 1.4904 | 1.4179 | 1.4177 | 1.2875 | 1.2874
19 | Outages: average expected value (all power stations) under SEVERE conditions |  |  | 0 | 0 | 0 | 0 | 0 | 0 | 0 | 0 | 0 | 0 | 0 | 0 | 0 | 0 | 0 | 0 | 0 | 0
20 | System services reserve (one hour ahead of real time) under SEVERE conditions |  |  | 0.04 | 0.04 | 0.04 | 0.04 | 0.04 | 0.04 | 0.04 | 0.04 | 0.04 | 0.04 | 0.04 | 0.04 | 0.04 | 0.04 | 0.04 | 0.04 | 0.04 | 0.04
21 | Reliably available capacity under SEVERE conditions (21 = 18 - (19 + 20)) |  |  | 1.3223 | 1.4527 | 1.4531 | 1.4535 | 1.4538 | 1.4537 | 1.4533 | 1.4527 | 1.4522 | 1.4515 | 1.451 | 1.4506 | 1.4504 | 1.4504 | 1.3779 | 1.3777 | 1.2475 | 1.2474
22 | Demand at reference point in time under SEVERE conditions (one in 20 year) |  |  | 0.74644 | 0.78262 | 0.8188 | 0.87322 | 0.91167 | 0.94455 | 0.98862 | 1.0257 | 1.0431 | 1.0484 | 1.0029 | 0.91803 | 0.95728 | 0.99652 | 0.92692 | 0.84708 | 0.82124 | 0.79188
23a | Load reduction / demand side response available at reference point in time under SEVERE conditions |  |  | 0 | 0 | 0 | 0 | 0 | 0 | 0 | 0 | 0 | 0 | 0 | 0 | 0 | 0 | 0 | 0 | 0 | 0
23b | Strategic reserves available at reference point in time under SEVERE conditions |  |  | 0 | 0 | 0 | 0 | 0 | 0 | 0 | 0 | 0 | 0 | 0 | 0 | 0 | 0 | 0 | 0 | 0 | 0
24 | Net weekly peak load for SEVERE conditions (24 = 22-23a) |  |  | 0.74644 | 0.78262 | 0.8188 | 0.87322 | 0.91167 | 0.94455 | 0.98862 | 1.0257 | 1.0431 | 1.0484 | 1.0029 | 0.91803 | 0.95728 | 0.99652 | 0.92692 | 0.84708 | 0.82124 | 0.79188
25 | Remaining capacity for SEVERE conditions (25 = 21-24) |  |  | 0.57586 | 0.67007 | 0.63426 | 0.58031 | 0.54209 | 0.50915 | 0.4647 | 0.42701 | 0.40911 | 0.40315 | 0.44806 | 0.53259 | 0.49315 | 0.45389 | 0.45097 | 0.53065 | 0.42624 | 0.4555
C1 | Weekly peak load under SEVERE conditions (unrestricted reference point in time) |  |  | 0.85797 | 0.89956 | 0.94115 | 1.0037 | 1.0479 | 1.0857 | 1.1363 | 1.179 | 1.199 | 1.205 | 1.1528 | 1.0552 | 1.1003 | 1.1454 | 1.0654 | 0.97366 | 0.94396 | 0.91021
C2 | Daily hour of expected weekly peak load (CET for winter, but CEST for last week; CEST for summer) |  |  | 13:00 | 13:00 | 13:00 | 13:00 | 13:00 | 13:00 | 13:00 | 13:00 | 13:00 | 13:00 | 13:00 | 13:00 | 13:00 | 13:00 | 13:00 | 13:00 | 13:00 | 13:00
PART D: ADDITIONAL INFORMATION FOR INTERCONNECTORS (at synchronous peak)
31 | Simultaneous importable capacity |  | From | 0 | 0 | 0 | 0 | 0 | 0 | 0 | 0 | 0 | 0 | 0 | 0 | 0 | 0 | 0 | 0 | 0 | 0
32 | Simultaneous exportable capacity |  | To | 0 | 0 | 0 | 0 | 0 | 0 | 0 | 0 | 0 | 0 | 0 | 0 | 0 | 0 | 0 | 0 | 0 | 0
| The off-peak dates are related to Sunday of each week |  |  | 2018-06-03 | 2018-06-10 | 2018-06-17 | 2018-06-24 | 2018-07-01 | 2018-07-08 | 2018-07-15 | 2018-07-22 | 2018-07-29 | 2018-08-05 | 2018-08-12 | 2018-08-19 | 2018-08-26 | 2018-09-02 | 2018-09-09 | 2018-09-16 | 2018-09-23 | 2018-09-30
| WEEK |  |  | 22 | 23 | 24 | 25 | 26 | 27 | 28 | 29 | 30 | 31 | 32 | 33 | 34 | 35 | 36 | 37 | 38 | 39
| Time (CET for winter, but CEST for last week of winter; CEST for summer) |  |  | 5:00 | 5:00 | 5:00 | 5:00 | 5:00 | 5:00 | 5:00 | 5:00 | 5:00 | 5:00 | 5:00 | 5:00 | 5:00 | 5:00 | 5:00 | 5:00 | 5:00 | 5:00
PART E: ADDITIONAL INFORMATION FOR NIGHT MIN DEMAND CONDITIONS
33 | Weekly Minimum Demand (overnight valley minimum) |  |  | 0.4 | 0.4 | 0.43 | 0.45 | 0.52 | 0.49 | 0.52 | 0.55 | 0.55 | 0.53 | 0.5 | 0.53 | 0.53 | 0.5 | 0.49 | 0.45 | 0.45 | 0.45
34 | Must Run Generation (excluding wind/run of river) |  |  | 0.245 | 0.2425 | 0.265 | 0.27 | 0.3895 | 0.3725 | 0.4025 | 0.346 | 0.395 | 0.3725 | 0.3795 | 0.337 | 0.3595 | 0.35 | 0.353 | 0.326 | 0.3175 | 0.291
35 | Run of river generation (Must Run)
36 | Downward balancing reserves (FCR, FRR)
37 | Pumping Storage Capacity available (Power)
38a | Highest expected onshore wind generation running |  |  | 0.094675 | 0.10878 | 0.11947 | 0.12725 | 0.12556 | 0.11257 | 0.10567 | 0.094637 | 0.093046 | 0.088634 | 0.096413 | 0.095176 | 0.10045 | 0.1033 | 0.10932 | 0.11321 | 0.1173 | 0.12604
38b | Highest expected offshore wind generation running |  |  | 0 | 0 | 0 | 0 | 0 | 0 | 0 | 0 | 0 | 0 | 0 | 0 | 0 | 0 | 0 | 0 | 0 | 0
39 | DOWNWARD REGULATION CAPABILITIES: 39 = (33+37)-(34+35+36+38a+38b)) |  |  | 0.060325 | 0.048721 | 0.045528 | 0.052754 | 0.0049373 | 0.0049295 | 0.011825 | 0.10936 | 0.061954 | 0.068866 | 0.024087 | 0.097824 | 0.070048 | 0.0467 | 0.02768 | 0.010788 | 0.015201 | 0.032964
PART Ebis: ADDITIONAL INFORMATION FOR INTERCONNECTORS
Transportable capacity at night minimum demand conditions (high wind conditions)
40 | Simultaneous importable capacity |  | From | 0 | 0 | 0 | 0 | 0 | 0 | 0 | 0 | 0 | 0 | 0 | 0 | 0 | 0 | 0 | 0 | 0 | 0
41 | Simultaneous exportable capacity |  | To | 0 | 0 | 0 | 0 | 0 | 0 | 0 | 0 | 0 | 0 | 0 | 0 | 0 | 0 | 0 | 0 | 0 | 0
| Time (CET for winter, but CEST for last week of winter; CEST for summer) |  |  | 11:00 | 11:00 | 11:00 | 11:00 | 11:00 | 11:00 | 11:00 | 11:00 | 11:00 | 11:00 | 11:00 | 11:00 | 11:00 | 11:00 | 11:00 | 11:00 | 11:00 | 11:00
PART F: ADDITIONAL INFORMATION FOR DAYTIME MIN DEMAND CONDITIONS
42 | Weekly Minimum Daytime Demand (Sunday low peak + solar) |  |  | 0.42 | 0.43 | 0.44 | 0.48 | 0.55 | 0.51 | 0.57 | 0.55 | 0.55 | 0.53 | 0.51 | 0.53 | 0.53 | 0.5 | 0.5 | 0.5 | 0.48 | 0.46
43 | Must Run Generation (excluding wind/PV/run of river) |  |  | 0.2625 | 0.2765 | 0.2905 | 0.33 | 0.4065 | 0.3725 | 0.428 | 0.363 | 0.395 | 0.3725 | 0.3795 | 0.3625 | 0.3595 | 0.344 | 0.353 | 0.356 | 0.326 | 0.301
44 | Run of river generation (Must Run)
45 | Downward balancing reserves (FCR, FRR)
46 | Pumping Storage Capacity available (Power)
47a | Highest expected onshore wind generation running |  |  | 0.055001 | 0.057027 | 0.054937 | 0.054316 | 0.050456 | 0.044131 | 0.041318 | 0.035617 | 0.034334 | 0.036385 | 0.037456 | 0.038137 | 0.039303 | 0.038966 | 0.046752 | 0.051792 | 0.056136 | 0.065359
47b | Highest expected offshore wind generation running |  |  | 0 | 0 | 0 | 0 | 0 | 0 | 0 | 0 | 0 | 0 | 0 | 0 | 0 | 0 | 0 | 0 | 0 | 0
48 | Highest expected solar PV running |  |  | 0.093101 | 0.092407 | 0.091917 | 0.091429 | 0.091057 | 0.090784 | 0.09077 | 0.091072 | 0.09127 | 0.09175 | 0.09193 | 0.091964 | 0.091997 | 0.091847 | 0.091459 | 0.091056 | 0.090519 | 0.090051
49 | DOWNWARD REGULATION CAPABILITIES: 49 = (42+46)-(43+44+45+47a+47b+48a+48b) |  |  | 0.0093985 | 0.0040658 | 0.0026467 | 0.004255 | 0.0019869 | 0.0025852 | 0.009912 | 0.060311 | 0.029396 | 0.029365 | 0.0011142 | 0.037399 | 0.0392 | 0.025187 | 0.0087895 | 0.0011523 | 0.0073453 | 0.0035909
PART Fbis: ADDITIONAL INFORMATION FOR INTERCONNECTORS
Transportable capacity at daytime minimum demand conditions (high wind and high solar conditions)
50 | Simultaneous importable capacity |  | From | 0 | 0 | 0 | 0 | 0 | 0 | 0 | 0 | 0 | 0 | 0 | 0 | 0 | 0 | 0 | 0 | 0 | 0
51 | Simultaneous exportable capacity |  | To | 0 | 0 | 0 | 0 | 0 | 0 | 0 | 0 | 0 | 0 | 0 | 0 | 0 | 0 | 0 | 0 | 0 | 0

## CH
Summer Outlook Report 2019
| Power Data (all entries are assumed to be >0) |  |  | Countrycode: |  | CH | [6 empty] | Heating if temperature below: | 18.9 |  |  |  | Cooling if temperature above: | 23.8559
| (Net values in GW, at a synchronous time every week) |  |  | Countryname: |  | Switzerland | [6 empty] | Heating saturation temperature: | -17 |  |  |  | Cooling saturation temperature: | not detected
[13 empty] | Temperature sensitivity in heating [MW/ ͦC] | -97 |  |  |  | Temperature sensitivity in cooling [MW/ ͦC] | 85.9674
| The peak dates are related to Wednesday of each week |  |  | 2019-05-29 | 2019-06-05 | 2019-06-12 | 2019-06-19 | 2019-06-26 | 2019-07-03 | 2019-07-10 | 2019-07-17 | 2019-07-24 | 2019-07-31 | 2019-08-07 | 2019-08-14 | 2019-08-21 | 2019-08-28 | 2019-09-04 | 2019-09-11 | 2019-09-18 | 2019-09-25
| WEEK |  |  | 22 | 23 | 24 | 25 | 26 | 27 | 28 | 29 | 30 | 31 | 32 | 33 | 34 | 35 | 36 | 37 | 38 | 39
| Time (CET for winter, but CEST last week; CEST for summer) |  |  | 19:00 | 19:00 | 19:00 | 19:00 | 19:00 | 19:00 | 19:00 | 19:00 | 19:00 | 19:00 | 19:00 | 19:00 | 19:00 | 19:00 | 19:00 | 19:00 | 19:00 | 19:00
Line | PART A : INDIGENOUS NATIONAL GENERATION | Severe conditions Average Forced Outage Rate | Normal conditions Average Forced Outage Rate
Net generating capacity:
1 | Nuclear Power | 5% | 5% | 3.3 | 3.3 | 3.3 | 3.3 | 3.3 | 3.3 | 3.3 | 3.3 | 3.3 | 3.3 | 3.3 | 3.3 | 3.3 | 3.3 | 3.3 | 3.3 | 3.3 | 3.3
2 | Fossil Fuels |  |  | 0.08 | 0.08 | 0.08 | 0.08 | 0.08 | 0.08 | 0.08 | 0.08 | 0.08 | 0.08 | 0.08 | 0.08 | 0.08 | 0.08 | 0.08 | 0.08 | 0.08 | 0.08
2a | of which Lignite | 9% | 9% | 0 | 0 | 0 | 0 | 0 | 0 | 0 | 0 | 0 | 0 | 0 | 0 | 0 | 0 | 0 | 0 | 0 | 0
2b | of which Hard Coal | 9% | 9% | 0 | 0 | 0 | 0 | 0 | 0 | 0 | 0 | 0 | 0 | 0 | 0 | 0 | 0 | 0 | 0 | 0 | 0
2c | of which Gas | 7% | 7% | 0 | 0 | 0 | 0 | 0 | 0 | 0 | 0 | 0 | 0 | 0 | 0 | 0 | 0 | 0 | 0 | 0 | 0
2d | of which Oil | 9% | 9% | 0.08 | 0.08 | 0.08 | 0.08 | 0.08 | 0.08 | 0.08 | 0.08 | 0.08 | 0.08 | 0.08 | 0.08 | 0.08 | 0.08 | 0.08 | 0.08 | 0.08 | 0.08
2e | of which Oil Shale | 8.75% | 8.75% | 0 | 0 | 0 | 0 | 0 | 0 | 0 | 0 | 0 | 0 | 0 | 0 | 0 | 0 | 0 | 0 | 0 | 0
2f | of which Fossil Peat | 8.75% | 8.75% | 0 | 0 | 0 | 0 | 0 | 0 | 0 | 0 | 0 | 0 | 0 | 0 | 0 | 0 | 0 | 0 | 0 | 0
3 | Renewable Energy Sources (other than hydro) |  |  | 1.94 | 1.94 | 1.94 | 1.94 | 1.94 | 1.94 | 1.94 | 1.94 | 1.94 | 1.94 | 1.94 | 1.94 | 1.94 | 1.94 | 1.94 | 1.94 | 1.94 | 1.94
3a | of which onshore wind | 0% | 0% | 0.08 | 0.08 | 0.08 | 0.08 | 0.08 | 0.08 | 0.08 | 0.08 | 0.08 | 0.08 | 0.08 | 0.08 | 0.08 | 0.08 | 0.08 | 0.08 | 0.08 | 0.08
3b | of which offshore wind | 0% | 0% | 0 | 0 | 0 | 0 | 0 | 0 | 0 | 0 | 0 | 0 | 0 | 0 | 0 | 0 | 0 | 0 | 0 | 0
3c | of which Solar (PV) | 0% | 0% | 1.66 | 1.66 | 1.66 | 1.66 | 1.66 | 1.66 | 1.66 | 1.66 | 1.66 | 1.66 | 1.66 | 1.66 | 1.66 | 1.66 | 1.66 | 1.66 | 1.66 | 1.66
3d | of which Biomass | 0% | 0% | 0.2 | 0.2 | 0.2 | 0.2 | 0.2 | 0.2 | 0.2 | 0.2 | 0.2 | 0.2 | 0.2 | 0.2 | 0.2 | 0.2 | 0.2 | 0.2 | 0.2 | 0.2
3e | of which other RES (e.g. tidal, wave, geothermal, RES waste, CSP) | 0% | 0% | 0 | 0 | 0 | 0 | 0 | 0 | 0 | 0 | 0 | 0 | 0 | 0 | 0 | 0 | 0 | 0 | 0 | 0
4a | Hydro Run of River and Reservoir | 0% | 0% | 11.94 | 11.94 | 11.94 | 11.94 | 11.94 | 11.94 | 11.94 | 11.94 | 11.94 | 11.94 | 11.94 | 11.94 | 11.94 | 11.94 | 11.94 | 11.94 | 11.94 | 11.94
4b | Hydro pumping | 0% | 0% | 3.3 | 3.3 | 3.3 | 3.3 | 3.3 | 3.3 | 3.3 | 3.3 | 3.3 | 3.3 | 3.3 | 3.3 | 3.3 | 3.3 | 3.3 | 3.3 | 3.3 | 3.3
5 | Other non-RES (e.g. CHP non-renewable, waste non-renewable) | 0% | 0% | 0.68 | 0.68 | 0.68 | 0.68 | 0.68 | 0.68 | 0.68 | 0.68 | 0.68 | 0.68 | 0.68 | 0.68 | 0.68 | 0.68 | 0.68 | 0.68 | 0.68 | 0.68
6 | Total Net generating capacity (6 = 1+2+3+4a+4b+5) |  |  | 21.24 | 21.24 | 21.24 | 21.24 | 21.24 | 21.24 | 21.24 | 21.24 | 21.24 | 21.24 | 21.24 | 21.24 | 21.24 | 21.24 | 21.24 | 21.24 | 21.24 | 21.24
7 | Maintenance & Overhauls (planned outages) |  |  | 0.36745 | 2.557 | 2.1896 | 2.1896 | 1.198 | 1.198 | 0 | 0 | 0 | 0 | 0 | 0.36745 | 0.36745 | 0.36745 | 0.36745 | 0.36745 | 0.36745 | 0
7a | Nuclear Power |  |  | 0.36745 | 2.557 | 2.1896 | 2.1896 | 1.198 | 1.198 | 0 | 0 | 0 | 0 | 0 | 0.36745 | 0.36745 | 0.36745 | 0.36745 | 0.36745 | 0.36745 | 0
7b | Lignite |  |  | 0 | 0 | 0 | 0 | 0 | 0 | 0 | 0 | 0 | 0 | 0 | 0 | 0 | 0 | 0 | 0 | 0 | 0
7c | Hard Coal |  |  | 0 | 0 | 0 | 0 | 0 | 0 | 0 | 0 | 0 | 0 | 0 | 0 | 0 | 0 | 0 | 0 | 0 | 0
7d | Gas |  |  | 0 | 0 | 0 | 0 | 0 | 0 | 0 | 0 | 0 | 0 | 0 | 0 | 0 | 0 | 0 | 0 | 0 | 0
7e | Oil |  |  | 0 | 0 | 0 | 0 | 0 | 0 | 0 | 0 | 0 | 0 | 0 | 0 | 0 | 0 | 0 | 0 | 0 | 0
7f | Oil Shale |  |  | 0 | 0 | 0 | 0 | 0 | 0 | 0 | 0 | 0 | 0 | 0 | 0 | 0 | 0 | 0 | 0 | 0 | 0
7g | Fossil Peat |  |  | 0 | 0 | 0 | 0 | 0 | 0 | 0 | 0 | 0 | 0 | 0 | 0 | 0 | 0 | 0 | 0 | 0 | 0
7h | Onshore Wind |  |  | 0 | 0 | 0 | 0 | 0 | 0 | 0 | 0 | 0 | 0 | 0 | 0 | 0 | 0 | 0 | 0 | 0 | 0
7i | Offshore Wind |  |  | 0 | 0 | 0 | 0 | 0 | 0 | 0 | 0 | 0 | 0 | 0 | 0 | 0 | 0 | 0 | 0 | 0 | 0
7j | Solar (PV) |  |  | 0 | 0 | 0 | 0 | 0 | 0 | 0 | 0 | 0 | 0 | 0 | 0 | 0 | 0 | 0 | 0 | 0 | 0
7k | Biomass |  |  | 0 | 0 | 0 | 0 | 0 | 0 | 0 | 0 | 0 | 0 | 0 | 0 | 0 | 0 | 0 | 0 | 0 | 0
7l | other RES (apart from hydro, including tidal, wave, geothermal, waste renewable, CSP,…) |  |  | 0 | 0 | 0 | 0 | 0 | 0 | 0 | 0 | 0 | 0 | 0 | 0 | 0 | 0 | 0 | 0 | 0 | 0
7m | Hydro Run of River and Reservoir |  |  | 0 | 0 | 0 | 0 | 0 | 0 | 0 | 0 | 0 | 0 | 0 | 0 | 0 | 0 | 0 | 0 | 0 | 0
7n | Hydro pumping |  |  | 0 | 0 | 0 | 0 | 0 | 0 | 0 | 0 | 0 | 0 | 0 | 0 | 0 | 0 | 0 | 0 | 0 | 0
7o | Other non-RES (incl. not clearly identifiable energy sources) |  |  | 0 | 0 | 0 | 0 | 0 | 0 | 0 | 0 | 0 | 0 | 0 | 0 | 0 | 0 | 0 | 0 | 0 | 0
PART B : DATA FOR NORMAL CONDITIONS
8 | Non-usable capacity at reference point (all power stations including mothballed, authorization & technical & legal constraints, energy source unavailability etc. ) |  |  | 3.8741 | 3.8665 | 3.859 | 3.852 | 3.8471 | 3.8431 | 3.8448 | 3.8461 | 3.8527 | 3.8656 | 3.8809 | 3.8959 | 3.9128 | 3.9366 | 3.9648 | 3.9894 | 4.0159 | 4.0408
8a | of which nuclear |  |  | 0 | 0 | 0 | 0 | 0 | 0 | 0 | 0 | 0 | 0 | 0 | 0 | 0 | 0 | 0 | 0 | 0 | 0
8b | of which Lignite |  |  | 0 | 0 | 0 | 0 | 0 | 0 | 0 | 0 | 0 | 0 | 0 | 0 | 0 | 0 | 0 | 0 | 0 | 0
8c | of which Hard Coal |  |  | 0 | 0 | 0 | 0 | 0 | 0 | 0 | 0 | 0 | 0 | 0 | 0 | 0 | 0 | 0 | 0 | 0 | 0
8d | of which Gas |  |  | 0 | 0 | 0 | 0 | 0 | 0 | 0 | 0 | 0 | 0 | 0 | 0 | 0 | 0 | 0 | 0 | 0 | 0
8e | of which Oil |  |  | 0.08 | 0.08 | 0.08 | 0.08 | 0.08 | 0.08 | 0.08 | 0.08 | 0.08 | 0.08 | 0.08 | 0.08 | 0.08 | 0.08 | 0.08 | 0.08 | 0.08 | 0.08
8f | of which Oil Shale |  |  | 0 | 0 | 0 | 0 | 0 | 0 | 0 | 0 | 0 | 0 | 0 | 0 | 0 | 0 | 0 | 0 | 0 | 0
8g | of which Fossil Peat |  |  | 0 | 0 | 0 | 0 | 0 | 0 | 0 | 0 | 0 | 0 | 0 | 0 | 0 | 0 | 0 | 0 | 0 | 0
8h | of which onshore wind |  |  | 0.075385 | 0.075451 | 0.075468 | 0.07595 | 0.075787 | 0.076195 | 0.076418 | 0.076483 | 0.076787 | 0.077225 | 0.077399 | 0.077399 | 0.077146 | 0.076507 | 0.075752 | 0.075401 | 0.075242 | 0.075134
8i | of which offshore wind |  |  | 0 | 0 | 0 | 0 | 0 | 0 | 0 | 0 | 0 | 0 | 0 | 0 | 0 | 0 | 0 | 0 | 0 | 0
8j | of which Solar |  |  | 1.4387 | 1.431 | 1.4235 | 1.4161 | 1.4114 | 1.4069 | 1.4084 | 1.4096 | 1.416 | 1.4284 | 1.4436 | 1.4585 | 1.4756 | 1.5 | 1.5291 | 1.554 | 1.5807 | 1.6056
8k | of which Biomass |  |  | 0.2 | 0.2 | 0.2 | 0.2 | 0.2 | 0.2 | 0.2 | 0.2 | 0.2 | 0.2 | 0.2 | 0.2 | 0.2 | 0.2 | 0.2 | 0.2 | 0.2 | 0.2
8l | of which other RES (apart from hydro) |  |  | 0 | 0 | 0 | 0 | 0 | 0 | 0 | 0 | 0 | 0 | 0 | 0 | 0 | 0 | 0 | 0 | 0 | 0
8m | Hydro Run of River and Reservoir |  |  | 1.4 | 1.4 | 1.4 | 1.4 | 1.4 | 1.4 | 1.4 | 1.4 | 1.4 | 1.4 | 1.4 | 1.4 | 1.4 | 1.4 | 1.4 | 1.4 | 1.4 | 1.4
8n | Hydro pumping |  |  | 0 | 0 | 0 | 0 | 0 | 0 | 0 | 0 | 0 | 0 | 0 | 0 | 0 | 0 | 0 | 0 | 0 | 0
8o | of which other non-RES (incl. not clearly identifiable energy sources) |  |  | 0.68 | 0.68 | 0.68 | 0.68 | 0.68 | 0.68 | 0.68 | 0.68 | 0.68 | 0.68 | 0.68 | 0.68 | 0.68 | 0.68 | 0.68 | 0.68 | 0.68 | 0.68
9 | Available capacity (9 = 6 - (7 + 8)) |  |  | 16.9985 | 14.8165 | 15.1914 | 15.1984 | 16.1949 | 16.1989 | 17.3952 | 17.3939 | 17.3873 | 17.3744 | 17.3591 | 16.9767 | 16.9598 | 16.936 | 16.9077 | 16.8831 | 16.8567 | 17.1992
10 | Outages: average expected value (all power stations) |  |  | 0.14663 | 0.037148 | 0.05552 | 0.05552 | 0.1051 | 0.1051 | 0.165 | 0.165 | 0.165 | 0.165 | 0.165 | 0.14663 | 0.14663 | 0.14663 | 0.14663 | 0.14663 | 0.14663 | 0.165
11 | System services reserve (one hour ahead of real time) |  |  | 0.96 | 0.96 | 0.96 | 0.96 | 0.96 | 0.96 | 0.96 | 0.96 | 0.96 | 0.96 | 0.96 | 0.96 | 0.96 | 0.96 | 0.96 | 0.96 | 0.96 | 0.96
12 | Reliably available capacity (12 = 9 - (10 + 11)) |  |  | 15.8918 | 13.8193 | 14.1759 | 14.1829 | 15.1298 | 15.1338 | 16.2702 | 16.2689 | 16.2623 | 16.2494 | 16.2341 | 15.8701 | 15.8532 | 15.8294 | 15.8011 | 15.7765 | 15.75 | 16.0742
13 | Demand at reference point in time |  |  | 7.3205 | 7.2136 | 7.2855 | 7.2875 | 7.0951 | 7.0408 | 6.8681 | 6.7719 | 6.6008 | 5.4703 | 6.6851 | 6.3099 | 6.9295 | 7.246 | 7.0474 | 7.2463 | 7.3004 | 7.2806
13b | Population average daily (24h) temperature (degrees Celsius) |  |  | 15.9836 | 16.7744 | 17.4863 | 18.1098 | 18.6361 | 19.0576 | 19.3675 | 19.5599 | 19.6304 | 19.5756 | 19.3937 | 19.0842 | 18.6482 | 18.0886 | 17.4098 | 16.6184 | 15.7227 | 14.7332
14a | Load reduction / demand side response available at reference point in time |  |  | 0 | 0 | 0 | 0 | 0 | 0 | 0 | 0 | 0 | 0 | 0 | 0 | 0 | 0 | 0 | 0 | 0 | 0
14b | Strategic reserves available at reference point in time |  |  | 0 | 0 | 0 | 0 | 0 | 0 | 0 | 0 | 0 | 0 | 0 | 0 | 0 | 0 | 0 | 0 | 0 | 0
15 | Net weekly load at reference point in time (15 = 13-14a) |  |  | 7.3205 | 7.2136 | 7.2855 | 7.2875 | 7.0951 | 7.0408 | 6.8681 | 6.7719 | 6.6008 | 5.4703 | 6.6851 | 6.3099 | 6.9295 | 7.246 | 7.0474 | 7.2463 | 7.3004 | 7.2806
16 | Remaining capacity at reference point in time (16 = 12- 15) |  |  | 8.5713 | 6.6057 | 6.8904 | 6.8954 | 8.0347 | 8.093 | 9.4021 | 9.497 | 9.6614 | 10.7791 | 9.549 | 9.5602 | 8.9237 | 8.5833 | 8.7537 | 8.5302 | 8.4496 | 8.7936
B1 | Weekly peak load (unrestricted reference point in time) |  |  | 8.098 | 8.0662 | 8.0433 | 8.0278 | 8.0182 | 8.0129 | 8.0103 | 8.0094 | 8.0091 | 8.0093 | 8.0102 | 8.0126 | 8.018 | 8.0283 | 8.0455 | 8.072 | 8.1098 | 8.1608
B2 | Daily hour of expected weekly peak load (CET for winter, but CEST for last week; CEST for summer) |  |  | 11:00 | 11:00 | 11:00 | 11:00 | 11:00 | 11:00 | 11:00 | 11:00 | 11:00 | 11:00 | 11:00 | 11:00 | 11:00 | 11:00 | 11:00 | 11:00 | 11:00 | 11:00
.
PART C : DATA FOR SEVERE CONDITIONS
17 | Non-usable capacity at reference point (all power stations including mothballed, authorization & technical & legal constraints, energy source unavailability etc. ) |  |  | 3.975 | 3.9676 | 3.9612 | 3.9469 | 3.9402 | 3.9402 | 3.9447 | 3.9517 | 3.957 | 3.9648 | 3.9664 | 3.9882 | 4.0049 | 4.0189 | 4.0367 | 4.0554 | 4.0692 | 4.0827
17a | of which nuclear |  |  | 0 | 0 | 0 | 0 | 0 | 0 | 0 | 0 | 0 | 0 | 0 | 0 | 0 | 0 | 0 | 0 | 0 | 0
17b | of which Lignite |  |  | 0 | 0 | 0 | 0 | 0 | 0 | 0 | 0 | 0 | 0 | 0 | 0 | 0 | 0 | 0 | 0 | 0 | 0
17c | of which Hard Coal |  |  | 0 | 0 | 0 | 0 | 0 | 0 | 0 | 0 | 0 | 0 | 0 | 0 | 0 | 0 | 0 | 0 | 0 | 0
17d | of which Gas |  |  | 0 | 0 | 0 | 0 | 0 | 0 | 0 | 0 | 0 | 0 | 0 | 0 | 0 | 0 | 0 | 0 | 0 | 0
17e | of which Oil |  |  | 0.08 | 0.08 | 0.08 | 0.08 | 0.08 | 0.08 | 0.08 | 0.08 | 0.08 | 0.08 | 0.08 | 0.08 | 0.08 | 0.08 | 0.08 | 0.08 | 0.08 | 0.08
17f | of which Oil Shale |  |  | 0 | 0 | 0 | 0 | 0 | 0 | 0 | 0 | 0 | 0 | 0 | 0 | 0 | 0 | 0 | 0 | 0 | 0
17g | of which Fossil Peat |  |  | 0 | 0 | 0 | 0 | 0 | 0 | 0 | 0 | 0 | 0 | 0 | 0 | 0 | 0 | 0 | 0 | 0 | 0
17h | of which onshore wind |  |  | 0.07995 | 0.079958 | 0.079955 | 0.07996 | 0.079949 | 0.079958 | 0.079971 | 0.079974 | 0.079988 | 0.079995 | 0.079999 | 0.079992 | 0.079983 | 0.079967 | 0.079934 | 0.079936 | 0.07994 | 0.079947
17i | of which offshore wind |  |  | 0 | 0 | 0 | 0 | 0 | 0 | 0 | 0 | 0 | 0 | 0 | 0 | 0 | 0 | 0 | 0 | 0 | 0
17j | of which Solar |  |  | 1.535 | 1.5277 | 1.5212 | 1.5069 | 1.5003 | 1.5003 | 1.5047 | 1.5117 | 1.517 | 1.5248 | 1.5264 | 1.5482 | 1.5649 | 1.579 | 1.5967 | 1.6154 | 1.6293 | 1.6427
17k | of which Biomass |  |  | 0.2 | 0.2 | 0.2 | 0.2 | 0.2 | 0.2 | 0.2 | 0.2 | 0.2 | 0.2 | 0.2 | 0.2 | 0.2 | 0.2 | 0.2 | 0.2 | 0.2 | 0.2
17l | of which other RES (apart from hydro) |  |  | 0 | 0 | 0 | 0 | 0 | 0 | 0 | 0 | 0 | 0 | 0 | 0 | 0 | 0 | 0 | 0 | 0 | 0
17m | Hydro Run of River and Reservoir |  |  | 1.4 | 1.4 | 1.4 | 1.4 | 1.4 | 1.4 | 1.4 | 1.4 | 1.4 | 1.4 | 1.4 | 1.4 | 1.4 | 1.4 | 1.4 | 1.4 | 1.4 | 1.4
17n | Hydro pumping |  |  | 0 | 0 | 0 | 0 | 0 | 0 | 0 | 0 | 0 | 0 | 0 | 0 | 0 | 0 | 0 | 0 | 0 | 0
17o | of which other non-RES (incl. not clearly identifiable energy sources) |  |  | 0.68 | 0.68 | 0.68 | 0.68 | 0.68 | 0.68 | 0.68 | 0.68 | 0.68 | 0.68 | 0.68 | 0.68 | 0.68 | 0.68 | 0.68 | 0.68 | 0.68 | 0.68
18 | Available capacity (18 = 6 - (7 + 17)) |  |  | 16.8976 | 14.7153 | 15.0892 | 15.1035 | 16.1018 | 16.1018 | 17.2953 | 17.2883 | 17.283 | 17.2752 | 17.2736 | 16.8844 | 16.8677 | 16.8536 | 16.8359 | 16.8172 | 16.8034 | 17.1573
19 | Outages: average expected value (all power stations) under SEVERE conditions |  |  | 0.14663 | 0.037148 | 0.05552 | 0.05552 | 0.1051 | 0.1051 | 0.165 | 0.165 | 0.165 | 0.165 | 0.165 | 0.14663 | 0.14663 | 0.14663 | 0.14663 | 0.14663 | 0.14663 | 0.165
20 | System services reserve (one hour ahead of real time) under SEVERE conditions |  |  | 0.96 | 0.96 | 0.96 | 0.96 | 0.96 | 0.96 | 0.96 | 0.96 | 0.96 | 0.96 | 0.96 | 0.96 | 0.96 | 0.96 | 0.96 | 0.96 | 0.96 | 0.96
21 | Reliably available capacity under SEVERE conditions (21 = 18 - (19 + 20)) |  |  | 15.791 | 13.7182 | 14.0737 | 14.088 | 15.0367 | 15.0367 | 16.1703 | 16.1633 | 16.158 | 16.1502 | 16.1486 | 15.7778 | 15.761 | 15.747 | 15.7293 | 15.7105 | 15.6967 | 16.0323
22 | Demand at reference point in time under SEVERE conditions (one in 20 year) |  |  | 8.3205 | 8.2136 | 8.2855 | 8.2875 | 8.0951 | 8.0408 | 7.8681 | 7.7719 | 7.6008 | 6.4703 | 7.6851 | 7.3099 | 7.9295 | 8.246 | 8.0474 | 8.2463 | 8.3004 | 8.2806
23a | Load reduction / demand side response available at reference point in time under SEVERE conditions |  |  | 0 | 0 | 0 | 0 | 0 | 0 | 0 | 0 | 0 | 0 | 0 | 0 | 0 | 0 | 0 | 0 | 0 | 0
23b | Strategic reserves available at reference point in time under SEVERE conditions |  |  | 0 | 0 | 0 | 0 | 0 | 0 | 0 | 0 | 0 | 0 | 0 | 0 | 0 | 0 | 0 | 0 | 0 | 0
24 | Net weekly peak load for SEVERE conditions (24 = 22-23a) |  |  | 8.3205 | 8.2136 | 8.2855 | 8.2875 | 8.0951 | 8.0408 | 7.8681 | 7.7719 | 7.6008 | 6.4703 | 7.6851 | 7.3099 | 7.9295 | 8.246 | 8.0474 | 8.2463 | 8.3004 | 8.2806
25 | Remaining capacity for SEVERE conditions (25 = 21-24) |  |  | 7.4705 | 5.5046 | 5.7882 | 5.8005 | 6.9416 | 6.9959 | 8.3022 | 8.3914 | 8.5572 | 9.6799 | 8.4635 | 8.4679 | 7.8316 | 7.5009 | 7.6818 | 7.4643 | 7.3963 | 7.7517
C1 | Weekly peak load under SEVERE conditions (unrestricted reference point in time) |  |  | 8.3205 | 8.2276 | 8.2855 | 8.2875 | 8.2244 | 8.2552 | 8.2792 | 8.2947 | 8.3006 | 8.296 | 8.2813 | 8.2572 | 8.2252 | 8.246 | 8.2064 | 8.2463 | 8.3004 | 8.324
C2 | Daily hour of expected weekly peak load (CET for winter, but CEST for last week; CEST for summer) |  |  | 11:00 | 11:00 | 11:00 | 11:00 | 11:00 | 11:00 | 11:00 | 11:00 | 11:00 | 11:00 | 11:00 | 11:00 | 11:00 | 11:00 | 11:00 | 11:00 | 11:00 | 19:00
PART D: ADDITIONAL INFORMATION FOR INTERCONNECTORS (at synchronous peak)
31 | Simultaneous importable capacity |  | From | 5 | 5 | 5 | 5 | 5 | 5 | 5 | 5 | 5 | 5 | 5 | 5 | 5 | 5 | 5 | 5 | 5 | 5
32 | Simultaneous exportable capacity |  | To | 5 | 5 | 5 | 5 | 5 | 5 | 5 | 5 | 5 | 5 | 5 | 5 | 5 | 5 | 5 | 5 | 5 | 5
| The off-peak dates are related to Sunday of each week |  |  | 2019-06-02 | 2019-06-09 | 2019-06-16 | 2019-06-23 | 2019-06-30 | 2019-07-07 | 2019-07-14 | 2019-07-21 | 2019-07-28 | 2019-08-04 | 2019-08-11 | 2019-08-18 | 2019-08-25 | 2019-09-01 | 2019-09-08 | 2019-09-15 | 2019-09-22 | 2019-09-29
| WEEK |  |  | 22 | 23 | 24 | 25 | 26 | 27 | 28 | 29 | 30 | 31 | 32 | 33 | 34 | 35 | 36 | 37 | 38 | 39
| Time (CET for winter, but CEST for last week of winter; CEST for summer) |  |  | 5:00 | 5:00 | 5:00 | 5:00 | 5:00 | 5:00 | 5:00 | 5:00 | 5:00 | 5:00 | 5:00 | 5:00 | 5:00 | 5:00 | 5:00 | 5:00 | 5:00 | 5:00
PART E: ADDITIONAL INFORMATION FOR NIGHT MIN DEMAND CONDITIONS
33 | Weekly Minimum Demand (overnight valley minimum) |  |  | 4.424 | 4.4065 | 4.4422 | 4.4611 | 4.4052 | 4.372 | 4.3313 | 4.2477 | 4.1541 | 4.2089 | 4.0894 | 4.2196 | 4.3253 | 4.4199 | 4.3338 | 4.3501 | 4.4196 | 4.7369
34 | Must Run Generation (excluding wind/run of river) |  |  | 2.9326 | 0.74295 | 1.1104 | 1.1104 | 2.102 | 2.102 | 3.3 | 3.3 | 3.3 | 3.3 | 3.3 | 2.9326 | 2.9326 | 2.9326 | 2.9326 | 2.9326 | 2.9326 | 3.3
35 | Run of river generation (Must Run) |  |  | 2.95 | 2.95 | 2.95 | 2.95 | 2.95 | 2.74 | 2.74 | 2.74 | 2.74 | 2.48 | 2.48 | 2.48 | 2.48 | 1.8 | 1.8 | 1.8 | 1.8 | 1.8
36 | Downward balancing reserves (FCR, FRR) |  |  | 0.2 | 0.2 | 0.2 | 0.2 | 0.2 | 0.2 | 0.2 | 0.2 | 0.2 | 0.2 | 0.2 | 0.2 | 0.2 | 0.2 | 0.2 | 0.2 | 0.2 | 0.2
37 | Pumping Storage Capacity available (Power) |  |  | 3.04 | 3.04 | 3.04 | 3.04 | 3.04 | 3.04 | 3.04 | 3.04 | 3.04 | 3.04 | 3.04 | 3.04 | 3.04 | 3.04 | 3.04 | 3.04 | 3.04 | 3.04
38a | Highest expected onshore wind generation running |  |  | 0.037652 | 0.036157 | 0.033703 | 0.034474 | 0.035665 | 0.036915 | 0.038243 | 0.037501 | 0.035735 | 0.035886 | 0.036819 | 0.037763 | 0.040356 | 0.045072 | 0.046743 | 0.047128 | 0.050669 | 0.052142
38b | Highest expected offshore wind generation running |  |  | 0 | 0 | 0 | 0 | 0 | 0 | 0 | 0 | 0 | 0 | 0 | 0 | 0 | 0 | 0 | 0 | 0 | 0
39 | DOWNWARD REGULATION CAPABILITIES: 39 = (33+37)-(34+35+36+38a+38b)) |  |  | 1.3438 | 3.5173 | 3.1881 | 3.2062 | 2.1575 | 2.333 | 1.0931 | 1.0102 | 0.91832 | 1.2331 | 1.1126 | 1.6093 | 1.7124 | 2.4823 | 2.3945 | 2.4104 | 2.4764 | 2.4248
PART Ebis: ADDITIONAL INFORMATION FOR INTERCONNECTORS
Transportable capacity at night minimum demand conditions (high wind conditions)
40 | Simultaneous importable capacity |  | From | 5 | 5 | 5 | 5 | 5 | 5 | 5 | 5 | 5 | 5 | 5 | 5 | 5 | 5 | 5 | 5 | 5 | 5
41 | Simultaneous exportable capacity |  | To | 5 | 5 | 5 | 5 | 5 | 5 | 5 | 5 | 5 | 5 | 5 | 5 | 5 | 5 | 5 | 5 | 5 | 5
| Time (CET for winter, but CEST for last week of winter; CEST for summer) |  |  | 11:00 | 11:00 | 11:00 | 11:00 | 11:00 | 11:00 | 11:00 | 11:00 | 11:00 | 11:00 | 11:00 | 11:00 | 11:00 | 11:00 | 11:00 | 11:00 | 11:00 | 11:00
PART F: ADDITIONAL INFORMATION FOR DAYTIME MIN DEMAND CONDITIONS
42 | Weekly Minimum Daytime Demand (Sunday low peak + solar) |  |  | 5.5748 | 5.6258 | 5.6937 | 5.5249 | 5.5835 | 5.3821 | 5.3899 | 5.278 | 5.1055 | 5.2302 | 5.0538 | 5.2641 | 5.3097 | 5.6483 | 5.4742 | 5.5725 | 5.6677 | 5.6629
43 | Must Run Generation (excluding wind/PV/run of river) |  |  | 2.9326 | 0.74295 | 1.1104 | 1.1104 | 2.102 | 2.102 | 3.3 | 3.3 | 3.3 | 3.3 | 3.3 | 2.9326 | 2.9326 | 2.9326 | 2.9326 | 2.9326 | 2.9326 | 3.3
44 | Run of river generation (Must Run) |  |  | 2.95 | 2.95 | 2.95 | 2.95 | 2.95 | 2.74 | 2.74 | 2.74 | 2.74 | 2.48 | 2.48 | 2.48 | 2.48 | 1.8 | 1.8 | 1.8 | 1.8 | 1.8
45 | Downward balancing reserves (FCR, FRR) |  |  | 0.2 | 0.2 | 0.2 | 0.2 | 0.2 | 0.2 | 0.2 | 0.2 | 0.2 | 0.2 | 0.2 | 0.2 | 0.2 | 0.2 | 0.2 | 0.2 | 0.2 | 0.2
46 | Pumping Storage Capacity available (Power) |  |  | 3.04 | 3.04 | 3.04 | 3.04 | 3.04 | 3.04 | 3.04 | 3.04 | 3.04 | 3.04 | 3.04 | 3.04 | 3.04 | 3.04 | 3.04 | 3.04 | 3.04 | 3.04
47a | Highest expected onshore wind generation running |  |  | 0.028867 | 0.027741 | 0.025165 | 0.026164 | 0.025813 | 0.027618 | 0.029424 | 0.027678 | 0.026757 | 0.025046 | 0.02551 | 0.027076 | 0.029744 | 0.035333 | 0.037767 | 0.039498 | 0.0444 | 0.046495
47b | Highest expected offshore wind generation running |  |  | 0 | 0 | 0 | 0 | 0 | 0 | 0 | 0 | 0 | 0 | 0 | 0 | 0 | 0 | 0 | 0 | 0 | 0
48 | Highest expected solar PV running |  |  | 0.69375 | 0.68852 | 0.68178 | 0.68018 | 0.67816 | 0.67331 | 0.67062 | 0.66758 | 0.66419 | 0.65814 | 0.65276 | 0.64652 | 0.63749 | 0.63036 | 0.62002 | 0.61055 | 0.59275 | 0.58332
49 | DOWNWARD REGULATION CAPABILITIES: 49 = (42+46)-(43+44+45+47a+47b+48a+48b) |  |  | 1.8096 | 4.0566 | 3.7664 | 3.5982 | 2.6676 | 2.6792 | 1.4898 | 1.3828 | 1.2146 | 1.607 | 1.4356 | 2.0179 | 2.07 | 3.09 | 2.9239 | 3.0299 | 3.138 | 2.7731
PART Fbis: ADDITIONAL INFORMATION FOR INTERCONNECTORS
Transportable capacity at daytime minimum demand conditions (high wind and high solar conditions)
50 | Simultaneous importable capacity |  | From | 5 | 5 | 5 | 5 | 5 | 5 | 5 | 5 | 5 | 5 | 5 | 5 | 5 | 5 | 5 | 5 | 5 | 5
51 | Simultaneous exportable capacity |  | To | 5 | 5 | 5 | 5 | 5 | 5 | 5 | 5 | 5 | 5 | 5 | 5 | 5 | 5 | 5 | 5 | 5 | 5

## BG
Summer Outlook Report 2019
| Power Data (all entries are assumed to be >0) |  |  | Countrycode: |  | BG | [6 empty] | Heating if temperature below: | 16.8 |  |  |  | Cooling if temperature above: | 21.8443
| (Net values in GW, at a synchronous time every week) |  |  | Countryname: |  | Bulgaria | [6 empty] | Heating saturation temperature: | -13 |  |  |  | Cooling saturation temperature: | not detected
[13 empty] | Temperature sensitivity in heating [MW/ ͦC] | -107 |  |  |  | Temperature sensitivity in cooling [MW/ ͦC] | 130.3791
| The peak dates are related to Wednesday of each week |  |  | 2019-05-29 | 2019-06-05 | 2019-06-12 | 2019-06-19 | 2019-06-26 | 2019-07-03 | 2019-07-10 | 2019-07-17 | 2019-07-24 | 2019-07-31 | 2019-08-07 | 2019-08-14 | 2019-08-21 | 2019-08-28 | 2019-09-04 | 2019-09-11 | 2019-09-18 | 2019-09-25
| WEEK |  |  | 22 | 23 | 24 | 25 | 26 | 27 | 28 | 29 | 30 | 31 | 32 | 33 | 34 | 35 | 36 | 37 | 38 | 39
| Time (CET for winter, but CEST last week; CEST for summer) |  |  | 19:00 | 19:00 | 19:00 | 19:00 | 19:00 | 19:00 | 19:00 | 19:00 | 19:00 | 19:00 | 19:00 | 19:00 | 19:00 | 19:00 | 19:00 | 19:00 | 19:00 | 19:00
Line | PART A : INDIGENOUS NATIONAL GENERATION | Severe conditions Average Forced Outage Rate | Normal conditions Average Forced Outage Rate
Net generating capacity:
1 | Nuclear Power | 5% | 5% | 2 | 2 | 2 | 2 | 2 | 2 | 2 | 2 | 2 | 2 | 2 | 2 | 2 | 2 | 2 | 2 | 2 | 2
2 | Fossil Fuels |  |  | 6.312 | 6.312 | 6.312 | 6.312 | 6.312 | 6.312 | 6.312 | 6.312 | 6.312 | 6.312 | 6.312 | 6.312 | 6.312 | 6.312 | 6.312 | 6.312 | 6.312 | 6.312
2a | of which Lignite | 9% | 9% | 4.23 | 4.23 | 4.23 | 4.23 | 4.23 | 4.23 | 4.23 | 4.23 | 4.23 | 4.23 | 4.23 | 4.23 | 4.23 | 4.23 | 4.23 | 4.23 | 4.23 | 4.23
2b | of which Hard Coal | 9% | 9% | 0.671 | 0.671 | 0.671 | 0.671 | 0.671 | 0.671 | 0.671 | 0.671 | 0.671 | 0.671 | 0.671 | 0.671 | 0.671 | 0.671 | 0.671 | 0.671 | 0.671 | 0.671
2c | of which Gas | 7% | 7% | 1.411 | 1.411 | 1.411 | 1.411 | 1.411 | 1.411 | 1.411 | 1.411 | 1.411 | 1.411 | 1.411 | 1.411 | 1.411 | 1.411 | 1.411 | 1.411 | 1.411 | 1.411
2d | of which Oil | 9% | 9% | 0 | 0 | 0 | 0 | 0 | 0 | 0 | 0 | 0 | 0 | 0 | 0 | 0 | 0 | 0 | 0 | 0 | 0
2e | of which Oil Shale | 8.75% | 8.75% | 0 | 0 | 0 | 0 | 0 | 0 | 0 | 0 | 0 | 0 | 0 | 0 | 0 | 0 | 0 | 0 | 0 | 0
2f | of which Fossil Peat | 8.75% | 8.75% | 0 | 0 | 0 | 0 | 0 | 0 | 0 | 0 | 0 | 0 | 0 | 0 | 0 | 0 | 0 | 0 | 0 | 0
3 | Renewable Energy Sources (other than hydro) |  |  | 1.825 | 1.825 | 1.825 | 1.825 | 1.825 | 1.825 | 1.825 | 1.825 | 1.825 | 1.825 | 1.825 | 1.825 | 1.825 | 1.825 | 1.825 | 1.825 | 1.825 | 1.825
3a | of which onshore wind | 0% | 0% | 0.701 | 0.701 | 0.701 | 0.701 | 0.701 | 0.701 | 0.701 | 0.701 | 0.701 | 0.701 | 0.701 | 0.701 | 0.701 | 0.701 | 0.701 | 0.701 | 0.701 | 0.701
3b | of which offshore wind | 0% | 0% | 0 | 0 | 0 | 0 | 0 | 0 | 0 | 0 | 0 | 0 | 0 | 0 | 0 | 0 | 0 | 0 | 0 | 0
3c | of which Solar (PV) | 0% | 0% | 1.043 | 1.043 | 1.043 | 1.043 | 1.043 | 1.043 | 1.043 | 1.043 | 1.043 | 1.043 | 1.043 | 1.043 | 1.043 | 1.043 | 1.043 | 1.043 | 1.043 | 1.043
3d | of which Biomass | 0% | 0% | 0.075 | 0.075 | 0.075 | 0.075 | 0.075 | 0.075 | 0.075 | 0.075 | 0.075 | 0.075 | 0.075 | 0.075 | 0.075 | 0.075 | 0.075 | 0.075 | 0.075 | 0.075
3e | of which other RES (e.g. tidal, wave, geothermal, RES waste, CSP) | 0% | 0% | 0.006 | 0.006 | 0.006 | 0.006 | 0.006 | 0.006 | 0.006 | 0.006 | 0.006 | 0.006 | 0.006 | 0.006 | 0.006 | 0.006 | 0.006 | 0.006 | 0.006 | 0.006
4a | Hydro Run of River and Reservoir | 0% | 0% | 2.34 | 2.34 | 2.34 | 2.34 | 2.34 | 2.34 | 2.34 | 2.34 | 2.34 | 2.34 | 2.34 | 2.34 | 2.34 | 2.34 | 2.34 | 2.34 | 2.34 | 2.34
4b | Hydro pumping | 0% | 0% | 0.864 | 0.864 | 0.864 | 0.864 | 0.864 | 0.864 | 0.864 | 0.864 | 0.864 | 0.864 | 0.864 | 0.864 | 0.864 | 0.864 | 0.864 | 0.864 | 0.864 | 0.864
5 | Other non-RES (e.g. CHP non-renewable, waste non-renewable) | 0% | 0% | 0 | 0 | 0 | 0 | 0 | 0 | 0 | 0 | 0 | 0 | 0 | 0 | 0 | 0 | 0 | 0 | 0 | 0
6 | Total Net generating capacity (6 = 1+2+3+4a+4b+5) |  |  | 13.341 | 13.341 | 13.341 | 13.341 | 13.341 | 13.341 | 13.341 | 13.341 | 13.341 | 13.341 | 13.341 | 13.341 | 13.341 | 13.341 | 13.341 | 13.341 | 13.341 | 13.341
7 | Maintenance & Overhauls (planned outages) |  |  | 1.848 | 2.124 | 1.548 | 1.548 | 1.548 | 1.391 | 1.618 | 1.618 | 1.408 | 1.159 | 1.458 | 1.985 | 1.949 | 1.949 | 2.058 | 1.871 | 1.871 | 2.278
7a | Nuclear Power |  |  | 1 | 1 | 0 | 0 | 0 | 0 | 0 | 0 | 0 | 0 | 0 | 0 | 0 | 0 | 0 | 0 | 0 | 1
7b | Lignite |  |  | 0.42 | 0.65 | 1.104 | 1.104 | 1.104 | 0.687 | 0.914 | 0.914 | 0.914 | 0.681 | 0.681 | 1.024 | 1.024 | 1.024 | 0.797 | 0.57 | 0.57 | 0.227
7c | Hard Coal |  |  | 0 | 0 | 0 | 0 | 0 | 0 | 0 | 0 | 0 | 0 | 0 | 0 | 0 | 0 | 0 | 0 | 0 | 0
7d | Gas |  |  | 0.03 | 0.06 | 0.06 | 0.06 | 0.06 | 0.32 | 0.32 | 0.32 | 0.11 | 0.11 | 0.29 | 0.362 | 0.102 | 0.102 | 0.24 | 0.24 | 0.24 | 0.03
7e | Oil |  |  | 0 | 0 | 0 | 0 | 0 | 0 | 0 | 0 | 0 | 0 | 0 | 0 | 0 | 0 | 0 | 0 | 0 | 0
7f | Oil Shale |  |  | 0 | 0 | 0 | 0 | 0 | 0 | 0 | 0 | 0 | 0 | 0 | 0 | 0 | 0 | 0 | 0 | 0 | 0
7g | Fossil Peat |  |  | 0 | 0 | 0 | 0 | 0 | 0 | 0 | 0 | 0 | 0 | 0 | 0 | 0 | 0 | 0 | 0 | 0 | 0
7h | Onshore Wind |  |  | 0 | 0 | 0 | 0 | 0 | 0 | 0 | 0 | 0 | 0 | 0 | 0 | 0 | 0 | 0 | 0 | 0 | 0
7i | Offshore Wind |  |  | 0 | 0 | 0 | 0 | 0 | 0 | 0 | 0 | 0 | 0 | 0 | 0 | 0 | 0 | 0 | 0 | 0 | 0
7j | Solar (PV) |  |  | 0 | 0 | 0 | 0 | 0 | 0 | 0 | 0 | 0 | 0 | 0 | 0 | 0 | 0 | 0 | 0 | 0 | 0
7k | Biomass |  |  | 0 | 0 | 0 | 0 | 0 | 0 | 0 | 0 | 0 | 0 | 0 | 0 | 0 | 0 | 0 | 0 | 0 | 0
7l | other RES (apart from hydro, including tidal, wave, geothermal, waste renewable, CSP,…) |  |  | 0 | 0 | 0 | 0 | 0 | 0 | 0 | 0 | 0 | 0 | 0 | 0 | 0 | 0 | 0 | 0 | 0 | 0
7m | Hydro Run of River and Reservoir |  |  | 0.398 | 0.414 | 0.384 | 0.384 | 0.384 | 0.384 | 0.384 | 0.384 | 0.384 | 0.368 | 0.487 | 0.599 | 0.823 | 0.823 | 0.805 | 0.845 | 0.845 | 0.805
7n | Hydro pumping |  |  | 0 | 0 | 0 | 0 | 0 | 0 | 0 | 0 | 0 | 0 | 0 | 0 | 0 | 0 | 0.216 | 0.216 | 0.216 | 0.216
7o | Other non-RES (incl. not clearly identifiable energy sources) |  |  | 0 | 0 | 0 | 0 | 0 | 0 | 0 | 0 | 0 | 0 | 0 | 0 | 0 | 0 | 0 | 0 | 0 | 0
PART B : DATA FOR NORMAL CONDITIONS
8 | Non-usable capacity at reference point (all power stations including mothballed, authorization & technical & legal constraints, energy source unavailability etc. ) |  |  | 3.1669 | 3.1614 | 3.1564 | 3.1555 | 3.1564 | 3.159 | 3.1644 | 3.1647 | 3.1706 | 3.1754 | 3.1808 | 3.1884 | 3.1943 | 3.2008 | 3.2068 | 3.2071 | 3.2087 | 3.2073
8a | of which nuclear |  |  | 0 | 0 | 0 | 0 | 0 | 0 | 0 | 0 | 0 | 0 | 0 | 0 | 0 | 0 | 0 | 0 | 0 | 0
8b | of which Lignite |  |  | 0.15 | 0.15 | 0.15 | 0.15 | 0.15 | 0.15 | 0.15 | 0.15 | 0.15 | 0.15 | 0.15 | 0.15 | 0.15 | 0.15 | 0.15 | 0.15 | 0.15 | 0.15
8c | of which Hard Coal |  |  | 0.443 | 0.443 | 0.443 | 0.443 | 0.443 | 0.443 | 0.443 | 0.443 | 0.443 | 0.443 | 0.443 | 0.443 | 0.443 | 0.443 | 0.443 | 0.443 | 0.443 | 0.443
8d | of which Gas |  |  | 0.3 | 0.3 | 0.3 | 0.3 | 0.3 | 0.3 | 0.3 | 0.3 | 0.3 | 0.3 | 0.3 | 0.3 | 0.3 | 0.3 | 0.3 | 0.3 | 0.3 | 0.3
8e | of which Oil |  |  | 0 | 0 | 0 | 0 | 0 | 0 | 0 | 0 | 0 | 0 | 0 | 0 | 0 | 0 | 0 | 0 | 0 | 0
8f | of which Oil Shale |  |  | 0 | 0 | 0 | 0 | 0 | 0 | 0 | 0 | 0 | 0 | 0 | 0 | 0 | 0 | 0 | 0 | 0 | 0
8g | of which Fossil Peat |  |  | 0 | 0 | 0 | 0 | 0 | 0 | 0 | 0 | 0 | 0 | 0 | 0 | 0 | 0 | 0 | 0 | 0 | 0
8h | of which onshore wind |  |  | 0.6532 | 0.65206 | 0.6505 | 0.65253 | 0.65502 | 0.65767 | 0.66196 | 0.65999 | 0.66154 | 0.66031 | 0.65796 | 0.65709 | 0.65289 | 0.649 | 0.64687 | 0.64133 | 0.63916 | 0.63646
8i | of which offshore wind |  |  | 0 | 0 | 0 | 0 | 0 | 0 | 0 | 0 | 0 | 0 | 0 | 0 | 0 | 0 | 0 | 0 | 0 | 0
8j | of which Solar |  |  | 0.98573 | 0.9813 | 0.97793 | 0.97497 | 0.97343 | 0.97334 | 0.9744 | 0.97669 | 0.98109 | 0.98707 | 0.99485 | 1.0033 | 1.0134 | 1.0238 | 1.0319 | 1.0378 | 1.0415 | 1.0428
8k | of which Biomass |  |  | 0.035 | 0.035 | 0.035 | 0.035 | 0.035 | 0.035 | 0.035 | 0.035 | 0.035 | 0.035 | 0.035 | 0.035 | 0.035 | 0.035 | 0.035 | 0.035 | 0.035 | 0.035
8l | of which other RES (apart from hydro) |  |  | 0 | 0 | 0 | 0 | 0 | 0 | 0 | 0 | 0 | 0 | 0 | 0 | 0 | 0 | 0 | 0 | 0 | 0
8m | Hydro Run of River and Reservoir |  |  | 0.6 | 0.6 | 0.6 | 0.6 | 0.6 | 0.6 | 0.6 | 0.6 | 0.6 | 0.6 | 0.6 | 0.6 | 0.6 | 0.6 | 0.6 | 0.6 | 0.6 | 0.6
8n | Hydro pumping |  |  | 0 | 0 | 0 | 0 | 0 | 0 | 0 | 0 | 0 | 0 | 0 | 0 | 0 | 0 | 0 | 0 | 0 | 0
8o | of which other non-RES (incl. not clearly identifiable energy sources) |  |  | 0 | 0 | 0 | 0 | 0 | 0 | 0 | 0 | 0 | 0 | 0 | 0 | 0 | 0 | 0 | 0 | 0 | 0
9 | Available capacity (9 = 6 - (7 + 8)) |  |  | 8.3261 | 8.0556 | 8.6366 | 8.6375 | 8.6366 | 8.791 | 8.5586 | 8.5583 | 8.7624 | 9.0066 | 8.7022 | 8.1676 | 8.1977 | 8.1912 | 8.0762 | 8.2629 | 8.2613 | 7.8557
10 | Outages: average expected value (all power stations) |  |  | 0.47559 | 0.45279 | 0.46193 | 0.46193 | 0.46193 | 0.48126 | 0.46083 | 0.46083 | 0.47553 | 0.4965 | 0.4839 | 0.44799 | 0.46619 | 0.46619 | 0.47696 | 0.49739 | 0.49739 | 0.49296
11 | System services reserve (one hour ahead of real time) |  |  | 0.25 | 0.25 | 0.25 | 0.25 | 0.25 | 0.25 | 0.25 | 0.25 | 0.25 | 0.25 | 0.25 | 0.25 | 0.25 | 0.25 | 0.25 | 0.25 | 0.25 | 0.25
12 | Reliably available capacity (12 = 9 - (10 + 11)) |  |  | 7.6005 | 7.3529 | 7.9246 | 7.9256 | 7.9246 | 8.0597 | 7.8478 | 7.8475 | 8.0368 | 8.2601 | 7.9683 | 7.4696 | 7.4815 | 7.4751 | 7.3492 | 7.5155 | 7.5139 | 7.1127
13 | Demand at reference point in time |  |  | 4.484 | 4.4412 | 4.4151 | 4.4023 | 4.399 | 4.4013 | 4.4058 | 4.4096 | 4.411 | 4.4092 | 4.4051 | 4.4006 | 4.3991 | 4.4047 | 4.4224 | 4.4569 | 4.5129 | 4.5939
13b | Population average daily (24h) temperature (degrees Celsius) |  |  | 17.5645 | 18.4913 | 19.3211 | 20.0431 | 20.6478 | 21.1267 | 21.4725 | 21.6792 | 21.7423 | 21.6588 | 21.4271 | 21.0474 | 20.5218 | 19.8538 | 19.0493 | 18.1157 | 17.0628 | 15.9024
14a | Load reduction / demand side response available at reference point in time |  |  | 0.1 | 0.1 | 0.1 | 0.1 | 0.1 | 0.1 | 0.1 | 0.1 | 0.1 | 0.1 | 0.1 | 0.1 | 0.1 | 0.1 | 0.1 | 0.1 | 0.1 | 0.1
14b | Strategic reserves available at reference point in time |  |  | 0.7 | 0.7 | 0.7 | 0.7 | 0.7 | 0.7 | 0.7 | 0.7 | 0.7 | 0.7 | 0.7 | 0.7 | 0.7 | 0.7 | 0.7 | 0.7 | 0.7 | 0.7
15 | Net weekly load at reference point in time (15 = 13-14a) |  |  | 4.384 | 4.3412 | 4.3151 | 4.3023 | 4.299 | 4.3013 | 4.3058 | 4.3096 | 4.311 | 4.3092 | 4.3051 | 4.3006 | 4.2991 | 4.3047 | 4.3224 | 4.3569 | 4.4129 | 4.4939
16 | Remaining capacity at reference point in time (16 = 12- 15) |  |  | 3.2165 | 3.0116 | 3.6095 | 3.6233 | 3.6257 | 3.7584 | 3.542 | 3.5379 | 3.7259 | 3.9509 | 3.6632 | 3.169 | 3.1824 | 3.1703 | 3.0269 | 3.1586 | 3.1011 | 2.6188
B1 | Weekly peak load (unrestricted reference point in time) |  |  | 4.484 | 4.4412 | 4.4151 | 4.4023 | 4.399 | 4.4013 | 4.4058 | 4.4096 | 4.411 | 4.4092 | 4.4051 | 4.4006 | 4.3991 | 4.4047 | 4.4224 | 4.4569 | 4.5129 | 4.5939
B2 | Daily hour of expected weekly peak load (CET for winter, but CEST for last week; CEST for summer) |  |  | 19:00 | 19:00 | 19:00 | 19:00 | 19:00 | 19:00 | 19:00 | 19:00 | 19:00 | 19:00 | 19:00 | 19:00 | 19:00 | 19:00 | 19:00 | 19:00 | 19:00 | 19:00
.
PART C : DATA FOR SEVERE CONDITIONS
17 | Non-usable capacity at reference point (all power stations including mothballed, authorization & technical & legal constraints, energy source unavailability etc. ) |  |  | 3.2238 | 3.2186 | 3.2134 | 3.2102 | 3.2082 | 3.2079 | 3.2097 | 3.2145 | 3.2196 | 3.228 | 3.2373 | 3.2472 | 3.2555 | 3.2616 | 3.2656 | 3.2671 | 3.2678 | 3.2679
17a | of which nuclear |  |  | 0 | 0 | 0 | 0 | 0 | 0 | 0 | 0 | 0 | 0 | 0 | 0 | 0 | 0 | 0 | 0 | 0 | 0
17b | of which Lignite |  |  | 0.15 | 0.15 | 0.15 | 0.15 | 0.15 | 0.15 | 0.15 | 0.15 | 0.15 | 0.15 | 0.15 | 0.15 | 0.15 | 0.15 | 0.15 | 0.15 | 0.15 | 0.15
17c | of which Hard Coal |  |  | 0.443 | 0.443 | 0.443 | 0.443 | 0.443 | 0.443 | 0.443 | 0.443 | 0.443 | 0.443 | 0.443 | 0.443 | 0.443 | 0.443 | 0.443 | 0.443 | 0.443 | 0.443
17d | of which Gas |  |  | 0.3 | 0.3 | 0.3 | 0.3 | 0.3 | 0.3 | 0.3 | 0.3 | 0.3 | 0.3 | 0.3 | 0.3 | 0.3 | 0.3 | 0.3 | 0.3 | 0.3 | 0.3
17e | of which Oil |  |  | 0 | 0 | 0 | 0 | 0 | 0 | 0 | 0 | 0 | 0 | 0 | 0 | 0 | 0 | 0 | 0 | 0 | 0
17f | of which Oil Shale |  |  | 0 | 0 | 0 | 0 | 0 | 0 | 0 | 0 | 0 | 0 | 0 | 0 | 0 | 0 | 0 | 0 | 0 | 0
17g | of which Fossil Peat |  |  | 0 | 0 | 0 | 0 | 0 | 0 | 0 | 0 | 0 | 0 | 0 | 0 | 0 | 0 | 0 | 0 | 0 | 0
17h | of which onshore wind |  |  | 0.69869 | 0.69852 | 0.69833 | 0.69841 | 0.6988 | 0.699 | 0.69916 | 0.69886 | 0.69811 | 0.69782 | 0.69716 | 0.69693 | 0.69664 | 0.69643 | 0.69651 | 0.69633 | 0.69677 | 0.69686
17i | of which offshore wind |  |  | 0 | 0 | 0 | 0 | 0 | 0 | 0 | 0 | 0 | 0 | 0 | 0 | 0 | 0 | 0 | 0 | 0 | 0
17j | of which Solar |  |  | 0.99707 | 0.99203 | 0.98708 | 0.98383 | 0.98136 | 0.98091 | 0.98255 | 0.98765 | 0.99353 | 1.0021 | 1.0121 | 1.0222 | 1.0308 | 1.0371 | 1.0411 | 1.0427 | 1.043 | 1.043
17k | of which Biomass |  |  | 0.035 | 0.035 | 0.035 | 0.035 | 0.035 | 0.035 | 0.035 | 0.035 | 0.035 | 0.035 | 0.035 | 0.035 | 0.035 | 0.035 | 0.035 | 0.035 | 0.035 | 0.035
17l | of which other RES (apart from hydro) |  |  | 0 | 0 | 0 | 0 | 0 | 0 | 0 | 0 | 0 | 0 | 0 | 0 | 0 | 0 | 0 | 0 | 0 | 0
17m | Hydro Run of River and Reservoir |  |  | 0.6 | 0.6 | 0.6 | 0.6 | 0.6 | 0.6 | 0.6 | 0.6 | 0.6 | 0.6 | 0.6 | 0.6 | 0.6 | 0.6 | 0.6 | 0.6 | 0.6 | 0.6
17n | Hydro pumping |  |  | 0 | 0 | 0 | 0 | 0 | 0 | 0 | 0 | 0 | 0 | 0 | 0 | 0 | 0 | 0 | 0 | 0 | 0
17o | of which other non-RES (incl. not clearly identifiable energy sources) |  |  | 0 | 0 | 0 | 0 | 0 | 0 | 0 | 0 | 0 | 0 | 0 | 0 | 0 | 0 | 0 | 0 | 0 | 0
18 | Available capacity (18 = 6 - (7 + 17)) |  |  | 8.2692 | 7.9984 | 8.5796 | 8.5828 | 8.5848 | 8.7421 | 8.5133 | 8.5085 | 8.7134 | 8.954 | 8.6457 | 8.1088 | 8.1365 | 8.1304 | 8.0174 | 8.2029 | 8.2022 | 7.7951
19 | Outages: average expected value (all power stations) under SEVERE conditions |  |  | 0.47559 | 0.45279 | 0.46193 | 0.46193 | 0.46193 | 0.48126 | 0.46083 | 0.46083 | 0.47553 | 0.4965 | 0.4839 | 0.44799 | 0.46619 | 0.46619 | 0.47696 | 0.49739 | 0.49739 | 0.49296
20 | System services reserve (one hour ahead of real time) under SEVERE conditions |  |  | 0.3 | 0.3 | 0.3 | 0.3 | 0.3 | 0.3 | 0.3 | 0.3 | 0.3 | 0.3 | 0.3 | 0.3 | 0.3 | 0.3 | 0.3 | 0.3 | 0.3 | 0.3
21 | Reliably available capacity under SEVERE conditions (21 = 18 - (19 + 20)) |  |  | 7.4936 | 7.2457 | 7.8177 | 7.8208 | 7.8229 | 7.9608 | 7.7525 | 7.7477 | 7.9378 | 8.1575 | 7.8618 | 7.3608 | 7.3704 | 7.3642 | 7.2404 | 7.4055 | 7.4048 | 7.0022
22 | Demand at reference point in time under SEVERE conditions (one in 20 year) |  |  | 5.0361 | 5.1133 | 5.1949 | 5.2759 | 5.3514 | 5.4162 | 5.4658 | 5.4967 | 5.5063 | 5.4936 | 5.4592 | 5.4051 | 5.335 | 5.2537 | 5.1668 | 5.0803 | 5.0001 | 4.9315
23a | Load reduction / demand side response available at reference point in time under SEVERE conditions |  |  | 0.1 | 0.1 | 0.1 | 0.1 | 0.1 | 0.1 | 0.1 | 0.1 | 0.1 | 0.1 | 0.1 | 0.1 | 0.1 | 0.1 | 0.1 | 0.1 | 0.1 | 0.1
23b | Strategic reserves available at reference point in time under SEVERE conditions |  |  | 0.85 | 0.85 | 0.85 | 0.85 | 0.85 | 0.85 | 0.85 | 0.85 | 0.85 | 0.85 | 0.85 | 0.85 | 0.85 | 0.85 | 0.85 | 0.85 | 0.85 | 0.85
24 | Net weekly peak load for SEVERE conditions (24 = 22-23a) |  |  | 4.9361 | 5.0133 | 5.0949 | 5.1759 | 5.2514 | 5.3162 | 5.3658 | 5.3967 | 5.4063 | 5.3936 | 5.3592 | 5.3051 | 5.235 | 5.1537 | 5.0668 | 4.9803 | 4.9001 | 4.8315
25 | Remaining capacity for SEVERE conditions (25 = 21-24) |  |  | 2.5575 | 2.2323 | 2.7228 | 2.6449 | 2.5716 | 2.6447 | 2.3866 | 2.3509 | 2.5315 | 2.7639 | 2.5027 | 2.0557 | 2.1353 | 2.2105 | 2.1736 | 2.4252 | 2.5047 | 2.1707
C1 | Weekly peak load under SEVERE conditions (unrestricted reference point in time) |  |  | 5.0361 | 5.1133 | 5.1949 | 5.2759 | 5.3514 | 5.4162 | 5.4658 | 5.4967 | 5.5063 | 5.4936 | 5.4592 | 5.4051 | 5.335 | 5.2537 | 5.1668 | 5.0803 | 5.0001 | 4.9315
C2 | Daily hour of expected weekly peak load (CET for winter, but CEST for last week; CEST for summer) |  |  | 19:00 | 19:00 | 19:00 | 19:00 | 19:00 | 19:00 | 19:00 | 19:00 | 19:00 | 19:00 | 19:00 | 19:00 | 19:00 | 19:00 | 19:00 | 19:00 | 19:00 | 19:00
PART D: ADDITIONAL INFORMATION FOR INTERCONNECTORS (at synchronous peak)
31 | Simultaneous importable capacity |  | From | 1.35 | 1.584 | 1.584 | 1.584 | 1.584 | 1.584 | 1.584 | 1.584 | 1.584 | 1.584 | 1.584 | 1.584 | 1.584 | 1.584 | 1.584 | 1.584 | 1.416 | 1.116
32 | Simultaneous exportable capacity |  | To | 1.932 | 2.032 | 2.032 | 2.032 | 2.032 | 2.032 | 2.032 | 2.032 | 2.032 | 2.032 | 2.032 | 1.932 | 1.932 | 2.032 | 2.032 | 1.932 | 1.816 | 1.566
| The off-peak dates are related to Sunday of each week |  |  | 2019-06-02 | 2019-06-09 | 2019-06-16 | 2019-06-23 | 2019-06-30 | 2019-07-07 | 2019-07-14 | 2019-07-21 | 2019-07-28 | 2019-08-04 | 2019-08-11 | 2019-08-18 | 2019-08-25 | 2019-09-01 | 2019-09-08 | 2019-09-15 | 2019-09-22 | 2019-09-29
| WEEK |  |  | 22 | 23 | 24 | 25 | 26 | 27 | 28 | 29 | 30 | 31 | 32 | 33 | 34 | 35 | 36 | 37 | 38 | 39
| Time (CET for winter, but CEST for last week of winter; CEST for summer) |  |  | 5:00 | 5:00 | 5:00 | 5:00 | 5:00 | 5:00 | 5:00 | 5:00 | 5:00 | 5:00 | 5:00 | 5:00 | 5:00 | 5:00 | 5:00 | 5:00 | 5:00 | 5:00
PART E: ADDITIONAL INFORMATION FOR NIGHT MIN DEMAND CONDITIONS
33 | Weekly Minimum Demand (overnight valley minimum) |  |  | 2.9881 | 2.9567 | 2.9616 | 3.1104 | 3.1152 | 3.1858 | 2.9064 | 3.1397 | 3.0082 | 3.2081 | 2.8885 | 3.0062 | 3.18 | 2.9962 | 3.1458 | 2.9959 | 2.9291 | 2.9777
34 | Must Run Generation (excluding wind/run of river) |  |  | 2.9298 | 2.9298 | 2.9298 | 2.9298 | 2.9457 | 2.9457 | 2.9457 | 2.9457 | 2.9457 | 2.9453 | 2.9453 | 2.9453 | 2.9453 | 2.2108 | 2.2108 | 2.2108 | 2.2108 | 2.2517
35 | Run of river generation (Must Run) |  |  | 0.162 | 0.162 | 0.162 | 0.162 | 0.13 | 0.13 | 0.13 | 0.13 | 0.13 | 0.09 | 0.09 | 0.09 | 0.09 | 0.068 | 0.068 | 0.068 | 0.068 | 0.068
36 | Downward balancing reserves (FCR, FRR) |  |  | 0.3 | 0.3 | 0.3 | 0.3 | 0.3 | 0.3 | 0.3 | 0.3 | 0.3 | 0.3 | 0.3 | 0.3 | 0.3 | 0.3 | 0.3 | 0.3 | 0.3 | 0.3
37 | Pumping Storage Capacity available (Power) |  |  | 0.88 | 0.88 | 0.88 | 0.88 | 0.88 | 0.88 | 0.88 | 0.88 | 0.88 | 0.664 | 0.664 | 0.664 | 0.664 | 0.828 | 0.828 | 0.828 | 0.828 | 0.93
38a | Highest expected onshore wind generation running |  |  | 0.36554 | 0.36837 | 0.36078 | 0.3503 | 0.36979 | 0.36156 | 0.34889 | 0.33472 | 0.32066 | 0.32864 | 0.33766 | 0.36102 | 0.375 | 0.36833 | 0.39896 | 0.40215 | 0.4227 | 0.46417
38b | Highest expected offshore wind generation running |  |  | 0 | 0 | 0 | 0 | 0 | 0 | 0 | 0 | 0 | 0 | 0 | 0 | 0 | 0 | 0 | 0 | 0 | 0
39 | DOWNWARD REGULATION CAPABILITIES: 39 = (33+37)-(34+35+36+38a+38b)) |  |  | 0.11074 | 0.076502 | 0.088946 | 0.24824 | 0.24964 | 0.32854 | 0.06174 | 0.30924 | 0.19179 | 0.20815 | -0.12048 | -0.026111 | 0.13367 | 0.87706 | 0.99602 | 0.84295 | 0.75555 | 0.82379
PART Ebis: ADDITIONAL INFORMATION FOR INTERCONNECTORS
Transportable capacity at night minimum demand conditions (high wind conditions)
40 | Simultaneous importable capacity |  | From | 1.35 | 1.584 | 1.584 | 1.584 | 1.584 | 1.584 | 1.584 | 1.584 | 1.584 | 1.584 | 1.584 | 1.584 | 1.584 | 1.584 | 1.584 | 1.584 | 1.416 | 1.116
41 | Simultaneous exportable capacity |  | To | 1.932 | 2.032 | 2.032 | 2.032 | 2.032 | 2.032 | 2.032 | 2.032 | 2.032 | 2.032 | 2.032 | 1.932 | 1.932 | 2.032 | 2.032 | 1.932 | 1.816 | 1.566
| Time (CET for winter, but CEST for last week of winter; CEST for summer) |  |  | 11:00 | 11:00 | 11:00 | 11:00 | 11:00 | 11:00 | 11:00 | 11:00 | 11:00 | 11:00 | 11:00 | 11:00 | 11:00 | 11:00 | 11:00 | 11:00 | 11:00 | 11:00
PART F: ADDITIONAL INFORMATION FOR DAYTIME MIN DEMAND CONDITIONS
42 | Weekly Minimum Daytime Demand (Sunday low peak + solar) |  |  | 3.9554 | 3.9045 | 3.9173 | 4.135 | 4.1703 | 4.2754 | 3.7798 | 4.1973 | 3.9851 | 4.4525 | 3.8292 | 4.1063 | 4.1457 | 4.0178 | 4.0386 | 3.8491 | 3.7411 | 3.9846
43 | Must Run Generation (excluding wind/PV/run of river) |  |  | 2.9298 | 2.9298 | 2.9298 | 2.9298 | 2.9457 | 2.9457 | 2.9457 | 2.9457 | 2.9457 | 2.9453 | 2.9453 | 2.9453 | 2.9453 | 2.2108 | 2.2108 | 2.2108 | 2.2108 | 2.2517
44 | Run of river generation (Must Run) |  |  | 0.162 | 0.162 | 0.162 | 0.162 | 0.13 | 0.13 | 0.13 | 0.13 | 0.13 | 0.09 | 0.09 | 0.09 | 0.09 | 0.068 | 0.068 | 0.068 | 0.068 | 0.068
45 | Downward balancing reserves (FCR, FRR) |  |  | 0.3 | 0.3 | 0.3 | 0.3 | 0.3 | 0.3 | 0.3 | 0.3 | 0.3 | 0.3 | 0.3 | 0.3 | 0.3 | 0.3 | 0.3 | 0.3 | 0.3 | 0.3
46 | Pumping Storage Capacity available (Power) |  |  | 0.88 | 0.88 | 0.88 | 0.88 | 0.88 | 0.88 | 0.88 | 0.88 | 0.88 | 0.664 | 0.664 | 0.664 | 0.664 | 0.828 | 0.828 | 0.828 | 0.828 | 0.93
47a | Highest expected onshore wind generation running |  |  | 0.32285 | 0.31769 | 0.30743 | 0.27952 | 0.31658 | 0.31618 | 0.30877 | 0.29661 | 0.28636 | 0.29556 | 0.3002 | 0.33071 | 0.36161 | 0.37088 | 0.41065 | 0.41923 | 0.43337 | 0.47576
47b | Highest expected offshore wind generation running |  |  | 0 | 0 | 0 | 0 | 0 | 0 | 0 | 0 | 0 | 0 | 0 | 0 | 0 | 0 | 0 | 0 | 0 | 0
48 | Highest expected solar PV running |  |  | 0.62692 | 0.62416 | 0.62341 | 0.62192 | 0.61814 | 0.61557 | 0.61344 | 0.60934 | 0.60637 | 0.60359 | 0.60036 | 0.5975 | 0.59397 | 0.59006 | 0.58708 | 0.58097 | 0.57315 | 0.56624
49 | DOWNWARD REGULATION CAPABILITIES: 49 = (42+46)-(43+44+45+47a+47b+48a+48b) |  |  | 0.49376 | 0.45085 | 0.47467 | 0.72173 | 0.73983 | 0.84796 | 0.36189 | 0.79557 | 0.59661 | 0.88203 | 0.25731 | 0.50677 | 0.51882 | 1.3061 | 1.29 | 1.0981 | 0.98373 | 1.2528
PART Fbis: ADDITIONAL INFORMATION FOR INTERCONNECTORS
Transportable capacity at daytime minimum demand conditions (high wind and high solar conditions)
50 | Simultaneous importable capacity |  | From | 1.35 | 1.584 | 1.584 | 1.584 | 1.584 | 1.584 | 1.584 | 1.584 | 1.584 | 1.584 | 1.584 | 1.584 | 1.584 | 1.584 | 1.584 | 1.584 | 1.416 | 1.116
51 | Simultaneous exportable capacity |  | To | 1.932 | 2.032 | 2.032 | 2.032 | 2.032 | 2.032 | 2.032 | 2.032 | 2.032 | 2.032 | 2.032 | 1.932 | 1.932 | 2.032 | 2.032 | 1.932 | 1.816 | 1.566

## BE
Summer Outlook Report 2019
| Power Data (all entries are assumed to be >0) |  |  | Countrycode: |  | BE | [6 empty] | Heating if temperature below: | 17.1 |  |  |  | Cooling if temperature above: | 22.1214
| (Net values in GW, at a synchronous time every week) |  |  | Countryname: |  | Belgium | [6 empty] | Heating saturation temperature: | -16 |  |  |  | Cooling saturation temperature: | not detected
[13 empty] | Temperature sensitivity in heating [MW/ ͦC] | -119.5 |  |  |  | Temperature sensitivity in cooling [MW/ ͦC] | 55.4254
| The peak dates are related to Wednesday of each week |  |  | 2019-05-29 | 2019-06-05 | 2019-06-12 | 2019-06-19 | 2019-06-26 | 2019-07-03 | 2019-07-10 | 2019-07-17 | 2019-07-24 | 2019-07-31 | 2019-08-07 | 2019-08-14 | 2019-08-21 | 2019-08-28 | 2019-09-04 | 2019-09-11 | 2019-09-18 | 2019-09-25
| WEEK |  |  | 22 | 23 | 24 | 25 | 26 | 27 | 28 | 29 | 30 | 31 | 32 | 33 | 34 | 35 | 36 | 37 | 38 | 39
| Time (CET for winter, but CEST last week; CEST for summer) |  |  | 19:00 | 19:00 | 19:00 | 19:00 | 19:00 | 19:00 | 19:00 | 19:00 | 19:00 | 19:00 | 19:00 | 19:00 | 19:00 | 19:00 | 19:00 | 19:00 | 19:00 | 19:00
Line | PART A : INDIGENOUS NATIONAL GENERATION | Severe conditions Average Forced Outage Rate | Normal conditions Average Forced Outage Rate
Net generating capacity:
1 | Nuclear Power | 9% | 3% | 5.92 | 5.92 | 5.92 | 5.92 | 5.92 | 5.92 | 5.92 | 5.92 | 5.92 | 5.92 | 5.92 | 5.92 | 5.92 | 5.92 | 5.92 | 5.92 | 5.92 | 5.92
2 | Fossil Fuels |  |  | 7.08 | 7.08 | 7.08 | 7.08 | 7.08 | 7.09 | 7.09 | 7.09 | 7.09 | 7.09 | 7.1 | 7.1 | 7.1 | 7.1 | 7.1 | 7.1 | 7.1 | 7.1
2a | of which Lignite | 0% | 0% | 0 | 0 | 0 | 0 | 0 | 0 | 0 | 0 | 0 | 0 | 0 | 0 | 0 | 0 | 0 | 0 | 0 | 0
2b | of which Hard Coal | 17% | 9% | 0 | 0 | 0 | 0 | 0 | 0 | 0 | 0 | 0 | 0 | 0 | 0 | 0 | 0 | 0 | 0 | 0 | 0
2c | of which Gas | 16% | 8% | 6.92 | 6.92 | 6.92 | 6.92 | 6.92 | 6.93 | 6.93 | 6.93 | 6.93 | 6.93 | 6.94 | 6.94 | 6.94 | 6.94 | 6.94 | 6.94 | 6.94 | 6.94
2d | of which Oil | 12% | 6% | 0.16 | 0.16 | 0.16 | 0.16 | 0.16 | 0.16 | 0.16 | 0.16 | 0.16 | 0.16 | 0.16 | 0.16 | 0.16 | 0.16 | 0.16 | 0.16 | 0.16 | 0.16
2e | of which Oil Shale | 0% | 0% | 0 | 0 | 0 | 0 | 0 | 0 | 0 | 0 | 0 | 0 | 0 | 0 | 0 | 0 | 0 | 0 | 0 | 0
2f | of which Fossil Peat | 0% | 0% | 0 | 0 | 0 | 0 | 0 | 0 | 0 | 0 | 0 | 0 | 0 | 0 | 0 | 0 | 0 | 0 | 0 | 0
3 | Renewable Energy Sources (other than hydro) |  |  | 8.4 | 8.46 | 8.46 | 8.46 | 8.46 | 8.53 | 8.53 | 8.53 | 8.53 | 8.53 | 8.59 | 8.59 | 8.59 | 8.59 | 8.65 | 8.65 | 8.65 | 8.65
3a | of which onshore wind | 0% | 0% | 2.34 | 2.36 | 2.36 | 2.36 | 2.36 | 2.38 | 2.38 | 2.38 | 2.38 | 2.38 | 2.4 | 2.4 | 2.4 | 2.4 | 2.42 | 2.42 | 2.42 | 2.42
3b | of which offshore wind | 0% | 0% | 0.88 | 0.88 | 0.88 | 0.88 | 0.88 | 0.88 | 0.88 | 0.88 | 0.88 | 0.88 | 0.88 | 0.88 | 0.88 | 0.88 | 0.88 | 0.88 | 0.88 | 0.88
3c | of which Solar (PV) | 0% | 0% | 4.1 | 4.14 | 4.14 | 4.14 | 4.14 | 4.18 | 4.18 | 4.18 | 4.18 | 4.18 | 4.22 | 4.22 | 4.22 | 4.22 | 4.26 | 4.26 | 4.26 | 4.26
3d | of which Biomass | 0% | 0% | 1.08 | 1.08 | 1.08 | 1.08 | 1.08 | 1.09 | 1.09 | 1.09 | 1.09 | 1.09 | 1.09 | 1.09 | 1.09 | 1.09 | 1.09 | 1.09 | 1.09 | 1.09
3e | of which other RES (e.g. tidal, wave, geothermal, RES waste, CSP) | 0% | 0% | 0 | 0 | 0 | 0 | 0 | 0 | 0 | 0 | 0 | 0 | 0 | 0 | 0 | 0 | 0 | 0 | 0 | 0
4a | Hydro Run of River and Reservoir | 5% | 5% | 0.11 | 0.11 | 0.11 | 0.11 | 0.11 | 0.11 | 0.11 | 0.11 | 0.11 | 0.11 | 0.11 | 0.11 | 0.11 | 0.11 | 0.11 | 0.11 | 0.11 | 0.11
4b | Hydro pumping | 14% | 5% | 1.31 | 1.31 | 1.31 | 1.31 | 1.31 | 1.31 | 1.31 | 1.31 | 1.31 | 1.31 | 1.31 | 1.31 | 1.31 | 1.31 | 1.31 | 1.31 | 1.31 | 1.31
5 | Other non-RES (e.g. CHP non-renewable, waste non-renewable) | 0% | 0% | 0 | 0 | 0 | 0 | 0 | 0 | 0 | 0 | 0 | 0 | 0 | 0 | 0 | 0 | 0 | 0 | 0 | 0
6 | Total Net generating capacity (6 = 1+2+3+4a+4b+5) |  |  | 22.82 | 22.88 | 22.88 | 22.88 | 22.88 | 22.96 | 22.96 | 22.96 | 22.96 | 22.96 | 23.03 | 23.03 | 23.03 | 23.03 | 23.09 | 23.09 | 23.09 | 23.09
7 | Maintenance & Overhauls (planned outages) |  |  | 2.3 | 0.86 | 1.96 | 1.91 | 1.65 | 1.61 | 1.46 | 1.46 | 1.46 | 1.93 | 2.2 | 2.24 | 2.39 | 2.35 | 2.39 | 2.46 | 2.83 | 2.39
7a | Nuclear Power |  |  | 1.01 | 0 | 1.01 | 1.01 | 1.01 | 1.01 | 1.01 | 1.01 | 1.01 | 1.01 | 0.96 | 0.96 | 0.96 | 0.96 | 0.96 | 0.96 | 0.96 | 0.96
7b | Lignite |  |  | 0 | 0 | 0 | 0 | 0 | 0 | 0 | 0 | 0 | 0 | 0 | 0 | 0 | 0 | 0 | 0 | 0 | 0
7c | Hard Coal |  |  | 0 | 0 | 0 | 0 | 0 | 0 | 0 | 0 | 0 | 0 | 0 | 0 | 0 | 0 | 0 | 0 | 0 | 0
7d | Gas |  |  | 0.97 | 0.53 | 0.62 | 0.58 | 0.53 | 0.49 | 0.34 | 0.34 | 0.34 | 0.34 | 0.72 | 0.72 | 0.87 | 0.87 | 0.86 | 0.85 | 1.19 | 0.83
7e | Oil |  |  | 0 | 0 | 0 | 0 | 0.02 | 0.02 | 0.02 | 0.02 | 0.02 | 0.02 | 0 | 0 | 0 | 0 | 0 | 0 | 0 | 0
7f | Oil Shale |  |  | 0 | 0 | 0 | 0 | 0 | 0 | 0 | 0 | 0 | 0 | 0 | 0 | 0 | 0 | 0 | 0 | 0 | 0
7g | Fossil Peat |  |  | 0 | 0 | 0 | 0 | 0 | 0 | 0 | 0 | 0 | 0 | 0 | 0 | 0 | 0 | 0 | 0 | 0 | 0
7h | Onshore Wind |  |  | 0 | 0 | 0 | 0 | 0 | 0 | 0 | 0 | 0 | 0 | 0 | 0 | 0 | 0 | 0 | 0 | 0 | 0
7i | Offshore Wind |  |  | 0 | 0 | 0 | 0 | 0 | 0 | 0 | 0 | 0 | 0 | 0 | 0 | 0 | 0 | 0 | 0 | 0 | 0
7j | Solar (PV) |  |  | 0 | 0 | 0 | 0 | 0 | 0 | 0 | 0 | 0 | 0 | 0 | 0 | 0 | 0 | 0 | 0 | 0 | 0
7k | Biomass |  |  | 0.05 | 0.06 | 0.06 | 0.05 | 0.05 | 0.05 | 0.05 | 0.05 | 0.05 | 0.05 | 0.05 | 0.05 | 0.05 | 0.05 | 0.1 | 0.18 | 0.21 | 0.13
7l | other RES (apart from hydro, including tidal, wave, geothermal, waste renewable, CSP,…) |  |  | 0 | 0 | 0 | 0 | 0 | 0 | 0 | 0 | 0 | 0 | 0 | 0 | 0 | 0 | 0 | 0 | 0 | 0
7m | Hydro Run of River and Reservoir |  |  | 0 | 0 | 0 | 0 | 0 | 0 | 0 | 0 | 0 | 0 | 0 | 0 | 0 | 0 | 0 | 0 | 0 | 0
7n | Hydro pumping |  |  | 0.27 | 0.27 | 0.27 | 0.27 | 0.04 | 0.04 | 0.04 | 0.04 | 0.04 | 0.51 | 0.47 | 0.51 | 0.51 | 0.47 | 0.47 | 0.47 | 0.47 | 0.47
7o | Other non-RES (incl. not clearly identifiable energy sources) |  |  | 0 | 0 | 0 | 0 | 0 | 0 | 0 | 0 | 0 | 0 | 0 | 0 | 0 | 0 | 0 | 0 | 0 | 0
PART B : DATA FOR NORMAL CONDITIONS
8 | Non-usable capacity at reference point (all power stations including mothballed, authorization & technical & legal constraints, energy source unavailability etc. ) |  |  | 7.0496 | 7.2129 | 7.1891 | 7.1581 | 7.1328 | 7.2074 | 7.2489 | 7.2954 | 7.3424 | 7.4081 | 7.4495 | 7.4918 | 7.5252 | 7.5821 | 7.6338 | 7.7196 | 7.802 | 7.8102
8a | of which nuclear |  |  | 0 | 0 | 0 | 0 | 0 | 0 | 0 | 0 | 0 | 0 | 0 | 0 | 0 | 0 | 0 | 0 | 0 | 0
8b | of which Lignite |  |  | 0 | 0 | 0 | 0 | 0 | 0 | 0 | 0 | 0 | 0 | 0 | 0 | 0 | 0 | 0 | 0 | 0 | 0
8c | of which Hard Coal |  |  | 0 | 0 | 0 | 0 | 0 | 0 | 0 | 0 | 0 | 0 | 0 | 0 | 0 | 0 | 0 | 0 | 0 | 0
8d | of which Gas |  |  | 0.78 | 0.85 | 0.85 | 0.85 | 0.85 | 0.89 | 0.89 | 0.89 | 0.89 | 0.89 | 0.84 | 0.84 | 0.84 | 0.84 | 0.82 | 0.82 | 0.82 | 0.82
8e | of which Oil |  |  | 0 | 0 | 0 | 0 | 0 | 0 | 0 | 0 | 0 | 0 | 0 | 0 | 0 | 0 | 0 | 0 | 0 | 0
8f | of which Oil Shale |  |  | 0 | 0 | 0 | 0 | 0 | 0 | 0 | 0 | 0 | 0 | 0 | 0 | 0 | 0 | 0 | 0 | 0 | 0
8g | of which Fossil Peat |  |  | 0 | 0 | 0 | 0 | 0 | 0 | 0 | 0 | 0 | 0 | 0 | 0 | 0 | 0 | 0 | 0 | 0 | 0
8h | of which onshore wind |  |  | 2.053 | 2.0776 | 2.07 | 2.067 | 2.0587 | 2.0677 | 2.0929 | 2.1073 | 2.1243 | 2.1421 | 2.1647 | 2.1532 | 2.1302 | 2.1159 | 2.0912 | 2.0771 | 2.0739 | 2.0325
8i | of which offshore wind |  |  | 0.6722 | 0.68888 | 0.68851 | 0.68215 | 0.67518 | 0.65783 | 0.67145 | 0.69079 | 0.70806 | 0.724 | 0.723 | 0.71831 | 0.70917 | 0.70604 | 0.69506 | 0.69587 | 0.695 | 0.66391
8j | of which Solar |  |  | 3.3244 | 3.3364 | 3.3206 | 3.2989 | 3.2889 | 3.3219 | 3.3246 | 3.3374 | 3.3501 | 3.382 | 3.4618 | 3.5202 | 3.5858 | 3.6601 | 3.7775 | 3.8766 | 3.9632 | 4.0439
8k | of which Biomass |  |  | 0.14 | 0.17 | 0.17 | 0.17 | 0.17 | 0.18 | 0.18 | 0.18 | 0.18 | 0.18 | 0.17 | 0.17 | 0.17 | 0.17 | 0.16 | 0.16 | 0.16 | 0.16
8l | of which other RES (apart from hydro) |  |  | 0 | 0 | 0 | 0 | 0 | 0 | 0 | 0 | 0 | 0 | 0 | 0 | 0 | 0 | 0 | 0 | 0 | 0
8m | Hydro Run of River and Reservoir |  |  | 0.08 | 0.09 | 0.09 | 0.09 | 0.09 | 0.09 | 0.09 | 0.09 | 0.09 | 0.09 | 0.09 | 0.09 | 0.09 | 0.09 | 0.09 | 0.09 | 0.09 | 0.09
8n | Hydro pumping |  |  | 0 | 0 | 0 | 0 | 0 | 0 | 0 | 0 | 0 | 0 | 0 | 0 | 0 | 0 | 0 | 0 | 0 | 0
8o | of which other non-RES (incl. not clearly identifiable energy sources) |  |  | 0 | 0 | 0 | 0 | 0 | 0 | 0 | 0 | 0 | 0 | 0 | 0 | 0 | 0 | 0 | 0 | 0 | 0
9 | Available capacity (9 = 6 - (7 + 8)) |  |  | 13.4704 | 14.8071 | 13.7309 | 13.8119 | 14.0972 | 14.1426 | 14.2511 | 14.2046 | 14.1576 | 13.6219 | 13.3805 | 13.2982 | 13.1148 | 13.0979 | 13.0662 | 12.9104 | 12.458 | 12.8898
10 | Outages: average expected value (all power stations) |  |  | 0.624 | 0.6834 | 0.6459 | 0.6491 | 0.6634 | 0.6642 | 0.6762 | 0.6762 | 0.6762 | 0.6527 | 0.6318 | 0.6298 | 0.6178 | 0.6198 | 0.6222 | 0.623 | 0.5958 | 0.6246
11 | System services reserve (one hour ahead of real time) |  |  | 0.62 | 0.62 | 0.62 | 0.62 | 0.62 | 0.62 | 0.62 | 0.62 | 0.62 | 0.62 | 0.62 | 0.62 | 0.62 | 0.62 | 0.62 | 0.62 | 0.62 | 0.62
12 | Reliably available capacity (12 = 9 - (10 + 11)) |  |  | 12.2264 | 13.5037 | 12.465 | 12.5428 | 12.8138 | 12.8584 | 12.9549 | 12.9084 | 12.8614 | 12.3492 | 12.1287 | 12.0484 | 11.877 | 11.8581 | 11.824 | 11.6674 | 11.2422 | 11.6452
13 | Demand at reference point in time |  |  | 11.0472 | 11.0054 | 10.973 | 10.9491 | 10.9322 | 10.921 | 10.9141 | 10.9102 | 10.9086 | 10.9088 | 10.9108 | 10.9154 | 10.9237 | 10.9374 | 10.9584 | 10.9887 | 11.0304 | 11.0852
13b | Population average daily (24h) temperature (degrees Celsius) |  |  | 14.6864 | 15.3892 | 16.0285 | 16.5952 | 17.0812 | 17.479 | 17.7819 | 17.9844 | 18.0819 | 18.0709 | 17.9493 | 17.7164 | 17.3726 | 16.9201 | 16.3627 | 15.7058 | 14.9566 | 14.1245
14a | Load reduction / demand side response available at reference point in time |  |  | 0 | 0 | 0 | 0 | 0 | 0 | 0 | 0 | 0 | 0 | 0 | 0 | 0 | 0 | 0 | 0 | 0 | 0
14b | Strategic reserves available at reference point in time |  |  | 0 | 0 | 0 | 0 | 0 | 0 | 0 | 0 | 0 | 0 | 0 | 0 | 0 | 0 | 0 | 0 | 0 | 0
15 | Net weekly load at reference point in time (15 = 13-14a) |  |  | 11.0472 | 11.0054 | 10.973 | 10.9491 | 10.9322 | 10.921 | 10.9141 | 10.9102 | 10.9086 | 10.9088 | 10.9108 | 10.9154 | 10.9237 | 10.9374 | 10.9584 | 10.9887 | 11.0304 | 11.0852
16 | Remaining capacity at reference point in time (16 = 12- 15) |  |  | 1.1792 | 2.4983 | 1.492 | 1.5938 | 1.8816 | 1.9375 | 2.0408 | 1.9981 | 1.9527 | 1.4404 | 1.2179 | 1.133 | 0.95328 | 0.92071 | 0.86566 | 0.67871 | 0.21178 | 0.56003
B1 | Weekly peak load (unrestricted reference point in time) |  |  | 11.0472 | 11.0054 | 10.973 | 10.9491 | 10.9322 | 10.921 | 10.9141 | 10.9102 | 10.9086 | 10.9088 | 10.9108 | 10.9154 | 10.9237 | 10.9374 | 10.9584 | 10.9887 | 11.0304 | 11.0852
B2 | Daily hour of expected weekly peak load (CET for winter, but CEST for last week; CEST for summer) |  |  | 19:00 | 19:00 | 19:00 | 19:00 | 19:00 | 19:00 | 19:00 | 19:00 | 19:00 | 19:00 | 19:00 | 19:00 | 19:00 | 19:00 | 19:00 | 19:00 | 19:00 | 19:00
.
PART C : DATA FOR SEVERE CONDITIONS
17 | Non-usable capacity at reference point (all power stations including mothballed, authorization & technical & legal constraints, energy source unavailability etc. ) |  |  | 7.8335 | 8.0532 | 8.032 | 8.0087 | 8.0088 | 8.0454 | 8.0437 | 8.0572 | 8.0708 | 8.0997 | 8.1248 | 8.1836 | 8.2591 | 8.3213 | 8.4297 | 8.4835 | 8.8757 | 8.5676
17a | of which nuclear |  |  | 0 | 0 | 0 | 0 | 0 | 0 | 0 | 0 | 0 | 0 | 0 | 0 | 0 | 0 | 0 | 0 | 0 | 0
17b | of which Lignite |  |  | 0 | 0 | 0 | 0 | 0 | 0 | 0 | 0 | 0 | 0 | 0 | 0 | 0 | 0 | 0 | 0 | 0 | 0
17c | of which Hard Coal |  |  | 0 | 0 | 0 | 0 | 0 | 0 | 0 | 0 | 0 | 0 | 0 | 0 | 0 | 0 | 0 | 0 | 0 | 0
17d | of which Gas |  |  | 0.79 | 0.91 | 0.91 | 0.91 | 0.91 | 0.9 | 0.9 | 0.9 | 0.9 | 0.9 | 0.84 | 0.84 | 0.87 | 0.87 | 0.86 | 0.85 | 1.19 | 0.83
17e | of which Oil |  |  | 0 | 0 | 0 | 0 | 0 | 0 | 0 | 0 | 0 | 0 | 0 | 0 | 0 | 0 | 0 | 0 | 0 | 0
17f | of which Oil Shale |  |  | 0 | 0 | 0 | 0 | 0 | 0 | 0 | 0 | 0 | 0 | 0 | 0 | 0 | 0 | 0 | 0 | 0 | 0
17g | of which Fossil Peat |  |  | 0 | 0 | 0 | 0 | 0 | 0 | 0 | 0 | 0 | 0 | 0 | 0 | 0 | 0 | 0 | 0 | 0 | 0
17h | of which onshore wind |  |  | 2.326 | 2.3471 | 2.3472 | 2.3471 | 2.347 | 2.367 | 2.3688 | 2.371 | 2.3718 | 2.3738 | 2.395 | 2.3953 | 2.3951 | 2.3948 | 2.4128 | 2.4136 | 2.4156 | 2.414
17i | of which offshore wind |  |  | 0.88 | 0.88 | 0.88 | 0.88 | 0.88 | 0.88 | 0.88 | 0.88 | 0.88 | 0.88 | 0.88 | 0.88 | 0.88 | 0.88 | 0.88 | 0.88 | 0.88 | 0.88
17j | of which Solar |  |  | 3.6076 | 3.6361 | 3.6148 | 3.5916 | 3.5918 | 3.6284 | 3.625 | 3.6362 | 3.649 | 3.6759 | 3.7498 | 3.8083 | 3.854 | 3.9166 | 4.0269 | 4.0898 | 4.1402 | 4.1936
17k | of which Biomass |  |  | 0.15 | 0.19 | 0.19 | 0.19 | 0.19 | 0.18 | 0.18 | 0.18 | 0.18 | 0.18 | 0.17 | 0.17 | 0.17 | 0.17 | 0.16 | 0.16 | 0.16 | 0.16
17l | of which other RES (apart from hydro) |  |  | 0 | 0 | 0 | 0 | 0 | 0 | 0 | 0 | 0 | 0 | 0 | 0 | 0 | 0 | 0 | 0 | 0 | 0
17m | Hydro Run of River and Reservoir |  |  | 0.08 | 0.09 | 0.09 | 0.09 | 0.09 | 0.09 | 0.09 | 0.09 | 0.09 | 0.09 | 0.09 | 0.09 | 0.09 | 0.09 | 0.09 | 0.09 | 0.09 | 0.09
17n | Hydro pumping |  |  | 0 | 0 | 0 | 0 | 0 | 0 | 0 | 0 | 0 | 0 | 0 | 0 | 0 | 0 | 0 | 0 | 0 | 0
17o | of which other non-RES (incl. not clearly identifiable energy sources) |  |  | 0 | 0 | 0 | 0 | 0 | 0 | 0 | 0 | 0 | 0 | 0 | 0 | 0 | 0 | 0 | 0 | 0 | 0
18 | Available capacity (18 = 6 - (7 + 17)) |  |  | 12.6865 | 13.9668 | 12.888 | 12.9613 | 13.2212 | 13.3046 | 13.4563 | 13.4428 | 13.4292 | 12.9303 | 12.7052 | 12.6064 | 12.3809 | 12.3587 | 12.2703 | 12.1465 | 11.3843 | 12.1324
19 | Outages: average expected value (all power stations) under SEVERE conditions |  |  | 1.4338 | 1.5754 | 1.4701 | 1.4765 | 1.5143 | 1.5239 | 1.5479 | 1.5479 | 1.5479 | 1.4821 | 1.445 | 1.4394 | 1.4106 | 1.4162 | 1.4194 | 1.4226 | 1.3138 | 1.429
20 | System services reserve (one hour ahead of real time) under SEVERE conditions |  |  | 0.62 | 0.62 | 0.62 | 0.62 | 0.62 | 0.62 | 0.62 | 0.62 | 0.62 | 0.62 | 0.62 | 0.62 | 0.62 | 0.62 | 0.62 | 0.62 | 0.62 | 0.62
21 | Reliably available capacity under SEVERE conditions (21 = 18 - (19 + 20)) |  |  | 10.6327 | 11.7714 | 10.7979 | 10.8648 | 11.0869 | 11.1607 | 11.2884 | 11.2749 | 11.2613 | 10.8282 | 10.6402 | 10.547 | 10.3503 | 10.3225 | 10.2309 | 10.1039 | 9.4505 | 10.0834
22 | Demand at reference point in time under SEVERE conditions (one in 20 year) |  |  | 11.2914 | 11.2877 | 11.2901 | 11.297 | 11.3068 | 11.3174 | 11.3271 | 11.3344 | 11.3382 | 11.3377 | 11.3331 | 11.3249 | 11.3143 | 11.3032 | 11.2936 | 11.2881 | 11.2892 | 11.3069
23a | Load reduction / demand side response available at reference point in time under SEVERE conditions |  |  | 0 | 0 | 0 | 0 | 0 | 0 | 0 | 0 | 0 | 0 | 0 | 0 | 0 | 0 | 0 | 0 | 0 | 0
23b | Strategic reserves available at reference point in time under SEVERE conditions |  |  | 0 | 0 | 0 | 0 | 0 | 0 | 0 | 0 | 0 | 0 | 0 | 0 | 0 | 0 | 0 | 0 | 0 | 0
24 | Net weekly peak load for SEVERE conditions (24 = 22-23a) |  |  | 11.2914 | 11.2877 | 11.2901 | 11.297 | 11.3068 | 11.3174 | 11.3271 | 11.3344 | 11.3382 | 11.3377 | 11.3331 | 11.3249 | 11.3143 | 11.3032 | 11.2936 | 11.2881 | 11.2892 | 11.3069
25 | Remaining capacity for SEVERE conditions (25 = 21-24) |  |  | -0.65871 | 0.48372 | -0.49219 | -0.43226 | -0.21986 | -0.15666 | -0.038755 | -0.059509 | -0.076894 | -0.50954 | -0.69288 | -0.77789 | -0.96402 | -0.98069 | -1.0627 | -1.1842 | -1.8387 | -1.2235
C1 | Weekly peak load under SEVERE conditions (unrestricted reference point in time) |  |  | 11.2914 | 11.2877 | 11.2901 | 11.297 | 11.3068 | 11.3174 | 11.3271 | 11.3344 | 11.3382 | 11.3377 | 11.3331 | 11.3249 | 11.3143 | 11.3032 | 11.2936 | 11.2881 | 11.2892 | 11.3069
C2 | Daily hour of expected weekly peak load (CET for winter, but CEST for last week; CEST for summer) |  |  | 19:00 | 19:00 | 19:00 | 19:00 | 19:00 | 19:00 | 19:00 | 19:00 | 19:00 | 19:00 | 19:00 | 19:00 | 19:00 | 19:00 | 19:00 | 19:00 | 19:00 | 19:00
PART D: ADDITIONAL INFORMATION FOR INTERCONNECTORS (at synchronous peak)
31 | Simultaneous importable capacity |  | From | 2.75 | 2.75 | 2.75 | 2.75 | 2.75 | 2.75 | 2.75 | 2.75 | 2.75 | 2.75 | 2.75 | 2.75 | 2.75 | 2.75 | 2.75 | 2.75 | 2.75 | 2.75
32 | Simultaneous exportable capacity |  | To | 2.15 | 2.15 | 2.15 | 2.15 | 2.15 | 2.15 | 2.15 | 2.15 | 2.15 | 2.15 | 2.15 | 2.15 | 2.15 | 2.15 | 2.15 | 2.15 | 2.15 | 2.15
| The off-peak dates are related to Sunday of each week |  |  | 2019-06-02 | 2019-06-09 | 2019-06-16 | 2019-06-23 | 2019-06-30 | 2019-07-07 | 2019-07-14 | 2019-07-21 | 2019-07-28 | 2019-08-04 | 2019-08-11 | 2019-08-18 | 2019-08-25 | 2019-09-01 | 2019-09-08 | 2019-09-15 | 2019-09-22 | 2019-09-29
| WEEK |  |  | 22 | 23 | 24 | 25 | 26 | 27 | 28 | 29 | 30 | 31 | 32 | 33 | 34 | 35 | 36 | 37 | 38 | 39
| Time (CET for winter, but CEST for last week of winter; CEST for summer) |  |  | 5:00 | 5:00 | 5:00 | 5:00 | 5:00 | 5:00 | 5:00 | 5:00 | 5:00 | 5:00 | 5:00 | 5:00 | 5:00 | 5:00 | 5:00 | 5:00 | 5:00 | 5:00
PART E: ADDITIONAL INFORMATION FOR NIGHT MIN DEMAND CONDITIONS
33 | Weekly Minimum Demand (overnight valley minimum) |  |  | 7.1481 | 7.1317 | 6.7973 | 6.8002 | 6.8043 | 6.8588 | 6.8392 | 6.7035 | 6.6989 | 6.7187 | 6.6312 | 7.1624 | 7.17 | 7.132 | 7.2629 | 7.2382 | 7.1073 | 7.1303
34 | Must Run Generation (excluding wind/run of river) |  |  | 7.78 | 6.75 | 6.77 | 6.77 | 6.8 | 6.8 | 6.8 | 6.8 | 6.8 | 6.63 | 6.83 | 6.83 | 6.83 | 6.82 | 6.79 | 6.73 | 6.69 | 6.33
35 | Run of river generation (Must Run) |  |  | 0.02 | 0.02 | 0.02 | 0.02 | 0.02 | 0.02 | 0.02 | 0.02 | 0.02 | 0.02 | 0.02 | 0.02 | 0.02 | 0.02 | 0.02 | 0.02 | 0.02 | 0.02
36 | Downward balancing reserves (FCR, FRR) |  |  | 0.22 | 0.22 | 0.22 | 0.22 | 0.22 | 0.22 | 0.22 | 0.22 | 0.22 | 0.22 | 0.22 | 0.22 | 0.22 | 0.22 | 0.22 | 0.22 | 0.22 | 0.22
37 | Pumping Storage Capacity available (Power) |  |  | 1.04 | 1.04 | 1.04 | 1.04 | 1.27 | 1.27 | 1.27 | 1.27 | 1.27 | 0.8 | 0.84 | 0.8 | 0.8 | 0.84 | 0.84 | 0.84 | 0.84 | 0.84
38a | Highest expected onshore wind generation running |  |  | 1.358 | 1.3815 | 1.3264 | 1.3381 | 1.3262 | 1.2853 | 1.3213 | 1.2661 | 1.2569 | 1.263 | 1.335 | 1.3379 | 1.4555 | 1.5846 | 1.6772 | 1.6901 | 1.7605 | 1.8085
38b | Highest expected offshore wind generation running |  |  | 0.836 | 0.836 | 0.836 | 0.836 | 0.836 | 0.83527 | 0.83496 | 0.82979 | 0.8274 | 0.82747 | 0.8346 | 0.83538 | 0.836 | 0.836 | 0.836 | 0.836 | 0.836 | 0.836
39 | DOWNWARD REGULATION CAPABILITIES: 39 = (33+37)-(34+35+36+38a+38b)) |  |  | -2.0259 | -1.0359 | -1.3351 | -1.3439 | -1.1279 | -1.0319 | -1.087 | -1.1624 | -1.1554 | -1.4418 | -1.7684 | -1.2809 | -1.3916 | -1.5086 | -1.4402 | -1.4179 | -1.5792 | -1.2441
PART Ebis: ADDITIONAL INFORMATION FOR INTERCONNECTORS
Transportable capacity at night minimum demand conditions (high wind conditions)
40 | Simultaneous importable capacity |  | From | 2.75 | 2.75 | 2.75 | 2.75 | 2.75 | 2.75 | 2.75 | 2.75 | 2.75 | 2.75 | 2.75 | 2.75 | 2.75 | 2.75 | 2.75 | 2.75 | 2.75 | 2.75
41 | Simultaneous exportable capacity |  | To | 2.15 | 2.15 | 2.15 | 2.15 | 2.15 | 2.15 | 2.15 | 2.15 | 2.15 | 2.15 | 2.15 | 2.15 | 2.15 | 2.15 | 2.15 | 2.15 | 2.15 | 2.15
| Time (CET for winter, but CEST for last week of winter; CEST for summer) |  |  | 11:00 | 11:00 | 11:00 | 11:00 | 11:00 | 11:00 | 11:00 | 11:00 | 11:00 | 11:00 | 11:00 | 11:00 | 11:00 | 11:00 | 11:00 | 11:00 | 11:00 | 11:00
PART F: ADDITIONAL INFORMATION FOR DAYTIME MIN DEMAND CONDITIONS
42 | Weekly Minimum Daytime Demand (Sunday low peak + solar) |  |  | 8.8499 | 8.8297 | 8.5801 | 8.5837 | 8.5889 | 8.5362 | 8.4854 | 8.049 | 8.0486 | 8.2321 | 8.333 | 8.6028 | 8.6119 | 9.0871 | 9.0106 | 8.98 | 8.761 | 8.7894
43 | Must Run Generation (excluding wind/PV/run of river) |  |  | 8.13 | 7.1 | 7.12 | 7.12 | 7.15 | 7.14 | 7.14 | 7.14 | 7.14 | 7.01 | 7.21 | 7.21 | 7.21 | 7.23 | 7.2 | 7.14 | 7.1 | 6.74
44 | Run of river generation (Must Run) |  |  | 0.02 | 0.02 | 0.02 | 0.02 | 0.02 | 0.02 | 0.02 | 0.02 | 0.02 | 0.01 | 0.01 | 0.01 | 0.01 | 0.02 | 0.02 | 0.02 | 0.02 | 0.02
45 | Downward balancing reserves (FCR, FRR) |  |  | 0.22 | 0.22 | 0.22 | 0.22 | 0.22 | 0.22 | 0.22 | 0.22 | 0.22 | 0.22 | 0.22 | 0.22 | 0.22 | 0.22 | 0.22 | 0.22 | 0.22 | 0.22
46 | Pumping Storage Capacity available (Power) |  |  | 1.04 | 1.04 | 1.04 | 1.04 | 1.27 | 1.27 | 1.27 | 1.27 | 1.27 | 0.8 | 0.84 | 0.8 | 0.8 | 0.84 | 0.84 | 0.84 | 0.84 | 0.84
47a | Highest expected onshore wind generation running |  |  | 1.225 | 1.2699 | 1.2015 | 1.2651 | 1.2472 | 1.1883 | 1.227 | 1.1671 | 1.0955 | 1.1612 | 1.2425 | 1.2809 | 1.5088 | 1.6903 | 1.702 | 1.7158 | 1.8256 | 1.8308
47b | Highest expected offshore wind generation running |  |  | 0.836 | 0.836 | 0.836 | 0.836 | 0.836 | 0.83587 | 0.83599 | 0.83429 | 0.83259 | 0.83329 | 0.83585 | 0.836 | 0.836 | 0.836 | 0.836 | 0.836 | 0.836 | 0.836
48 | Highest expected solar PV running |  |  | 1.6929 | 1.7028 | 1.6901 | 1.6783 | 1.6683 | 1.6755 | 1.662 | 1.6463 | 1.6325 | 1.6065 | 1.5982 | 1.5713 | 1.5458 | 1.5063 | 1.4814 | 1.4342 | 1.3756 | 1.323
49 | DOWNWARD REGULATION CAPABILITIES: 49 = (42+46)-(43+44+45+47a+47b+48a+48b) |  |  | -2.234 | -1.279 | -1.4675 | -1.5157 | -1.2826 | -1.2734 | -1.3495 | -1.7086 | -1.622 | -1.8089 | -1.9436 | -1.7254 | -1.9187 | -1.5755 | -1.6088 | -1.5461 | -1.7761 | -1.3404
PART Fbis: ADDITIONAL INFORMATION FOR INTERCONNECTORS
Transportable capacity at daytime minimum demand conditions (high wind and high solar conditions)
50 | Simultaneous importable capacity |  | From | 2.75 | 2.75 | 2.75 | 2.75 | 2.75 | 2.75 | 2.75 | 2.75 | 2.75 | 2.75 | 2.75 | 2.75 | 2.75 | 2.75 | 2.75 | 2.75 | 2.75 | 2.75
51 | Simultaneous exportable capacity |  | To | 2.15 | 2.15 | 2.15 | 2.15 | 2.15 | 2.15 | 2.15 | 2.15 | 2.15 | 2.15 | 2.15 | 2.15 | 2.15 | 2.15 | 2.15 | 2.15 | 2.15 | 2.15

## BA
Summer Outlook Report 2019
| Power Data (all entries are assumed to be >0) |  |  | Countrycode: |  | BA | [6 empty] | Heating if temperature below: | 15.5 |  |  |  | Cooling if temperature above: | 20.5061
| (Net values in GW, at a synchronous time every week) |  |  | Countryname: |  | Bosnia and Herzegovina | [6 empty] | Heating saturation temperature: | -3.6 |  |  |  | Cooling saturation temperature: | not detected
[13 empty] | Temperature sensitivity in heating [MW/ ͦC] | -20 |  |  |  | Temperature sensitivity in cooling [MW/ ͦC] | 20.8471
| The peak dates are related to Wednesday of each week |  |  | 2019-05-29 | 2019-06-05 | 2019-06-12 | 2019-06-19 | 2019-06-26 | 2019-07-03 | 2019-07-10 | 2019-07-17 | 2019-07-24 | 2019-07-31 | 2019-08-07 | 2019-08-14 | 2019-08-21 | 2019-08-28 | 2019-09-04 | 2019-09-11 | 2019-09-18 | 2019-09-25
| WEEK |  |  | 22 | 23 | 24 | 25 | 26 | 27 | 28 | 29 | 30 | 31 | 32 | 33 | 34 | 35 | 36 | 37 | 38 | 39
| Time (CET for winter, but CEST last week; CEST for summer) |  |  | 19:00 | 19:00 | 19:00 | 19:00 | 19:00 | 19:00 | 19:00 | 19:00 | 19:00 | 19:00 | 19:00 | 19:00 | 19:00 | 19:00 | 19:00 | 19:00 | 19:00 | 19:00
Line | PART A : INDIGENOUS NATIONAL GENERATION | Severe conditions Average Forced Outage Rate | Normal conditions Average Forced Outage Rate
Net generating capacity:
1 | Nuclear Power | 5% | 5% | 0 | 0 | 0 | 0 | 0 | 0 | 0 | 0 | 0 | 0 | 0 | 0 | 0 | 0 | 0 | 0 | 0 | 0
2 | Fossil Fuels |  |  | 1.88 | 1.88 | 1.88 | 1.88 | 1.88 | 1.88 | 1.88 | 1.88 | 1.88 | 1.88 | 1.88 | 1.88 | 1.88 | 1.88 | 1.88 | 1.88 | 1.88 | 1.88
2a | of which Lignite | 9% | 9% | 1.88 | 1.88 | 1.88 | 1.88 | 1.88 | 1.88 | 1.88 | 1.88 | 1.88 | 1.88 | 1.88 | 1.88 | 1.88 | 1.88 | 1.88 | 1.88 | 1.88 | 1.88
2b | of which Hard Coal | 9% | 9% | 0 | 0 | 0 | 0 | 0 | 0 | 0 | 0 | 0 | 0 | 0 | 0 | 0 | 0 | 0 | 0 | 0 | 0
2c | of which Gas | 7% | 7% | 0 | 0 | 0 | 0 | 0 | 0 | 0 | 0 | 0 | 0 | 0 | 0 | 0 | 0 | 0 | 0 | 0 | 0
2d | of which Oil | 9% | 9% | 0 | 0 | 0 | 0 | 0 | 0 | 0 | 0 | 0 | 0 | 0 | 0 | 0 | 0 | 0 | 0 | 0 | 0
2e | of which Oil Shale | 8.75% | 8.75% | 0 | 0 | 0 | 0 | 0 | 0 | 0 | 0 | 0 | 0 | 0 | 0 | 0 | 0 | 0 | 0 | 0 | 0
2f | of which Fossil Peat | 8.75% | 8.75% | 0 | 0 | 0 | 0 | 0 | 0 | 0 | 0 | 0 | 0 | 0 | 0 | 0 | 0 | 0 | 0 | 0 | 0
3 | Renewable Energy Sources (other than hydro) |  |  | 0.051 | 0.051 | 0.051 | 0.051 | 0.051 | 0.051 | 0.051 | 0.051 | 0.051 | 0.051 | 0.051 | 0.051 | 0.051 | 0.051 | 0.051 | 0.051 | 0.051 | 0.051
3a | of which onshore wind | 0% | 0% | 0.051 | 0.051 | 0.051 | 0.051 | 0.051 | 0.051 | 0.051 | 0.051 | 0.051 | 0.051 | 0.051 | 0.051 | 0.051 | 0.051 | 0.051 | 0.051 | 0.051 | 0.051
3b | of which offshore wind | 0% | 0% | 0 | 0 | 0 | 0 | 0 | 0 | 0 | 0 | 0 | 0 | 0 | 0 | 0 | 0 | 0 | 0 | 0 | 0
3c | of which Solar (PV) | 0% | 0% | 0 | 0 | 0 | 0 | 0 | 0 | 0 | 0 | 0 | 0 | 0 | 0 | 0 | 0 | 0 | 0 | 0 | 0
3d | of which Biomass | 0% | 0% | 0 | 0 | 0 | 0 | 0 | 0 | 0 | 0 | 0 | 0 | 0 | 0 | 0 | 0 | 0 | 0 | 0 | 0
3e | of which other RES (e.g. tidal, wave, geothermal, RES waste, CSP) | 0% | 0% | 0 | 0 | 0 | 0 | 0 | 0 | 0 | 0 | 0 | 0 | 0 | 0 | 0 | 0 | 0 | 0 | 0 | 0
4a | Hydro Run of River and Reservoir | 0% | 0% | 1.66 | 1.66 | 1.66 | 1.66 | 1.66 | 1.66 | 1.66 | 1.66 | 1.66 | 1.66 | 1.66 | 1.66 | 1.66 | 1.66 | 1.66 | 1.66 | 1.66 | 1.66
4b | Hydro pumping | 0% | 0% | 0.44 | 0.44 | 0.44 | 0.44 | 0.44 | 0.44 | 0.44 | 0.44 | 0.44 | 0.44 | 0.44 | 0.44 | 0.44 | 0.44 | 0.44 | 0.44 | 0.44 | 0.44
5 | Other non-RES (e.g. CHP non-renewable, waste non-renewable) | 0% | 0% | 0 | 0 | 0 | 0 | 0 | 0 | 0 | 0 | 0 | 0 | 0 | 0 | 0 | 0 | 0 | 0 | 0 | 0
6 | Total Net generating capacity (6 = 1+2+3+4a+4b+5) |  |  | 4.031 | 4.031 | 4.031 | 4.031 | 4.031 | 4.031 | 4.031 | 4.031 | 4.031 | 4.031 | 4.031 | 4.031 | 4.031 | 4.031 | 4.031 | 4.031 | 4.031 | 4.031
7 | Maintenance & Overhauls (planned outages) |  |  | 0.2 | 0.2 | 0.2 | 0.2 | 0.2 | 0.2 | 0.2 | 0.2 | 0.2 | 0.2 | 0.2 | 0.2 | 0.2 | 0.2 | 0.2 | 0.2 | 0.2 | 0.2
7a | Nuclear Power |  |  | 0 | 0 | 0 | 0 | 0 | 0 | 0 | 0 | 0 | 0 | 0 | 0 | 0 | 0 | 0 | 0 | 0 | 0
7b | Lignite |  |  | 0.2 | 0.2 | 0.2 | 0.2 | 0.2 | 0.2 | 0.2 | 0.2 | 0.2 | 0.2 | 0.2 | 0.2 | 0.2 | 0.2 | 0.2 | 0.2 | 0.2 | 0.2
7c | Hard Coal |  |  | 0 | 0 | 0 | 0 | 0 | 0 | 0 | 0 | 0 | 0 | 0 | 0 | 0 | 0 | 0 | 0 | 0 | 0
7d | Gas |  |  | 0 | 0 | 0 | 0 | 0 | 0 | 0 | 0 | 0 | 0 | 0 | 0 | 0 | 0 | 0 | 0 | 0 | 0
7e | Oil |  |  | 0 | 0 | 0 | 0 | 0 | 0 | 0 | 0 | 0 | 0 | 0 | 0 | 0 | 0 | 0 | 0 | 0 | 0
7f | Oil Shale |  |  | 0 | 0 | 0 | 0 | 0 | 0 | 0 | 0 | 0 | 0 | 0 | 0 | 0 | 0 | 0 | 0 | 0 | 0
7g | Fossil Peat |  |  | 0 | 0 | 0 | 0 | 0 | 0 | 0 | 0 | 0 | 0 | 0 | 0 | 0 | 0 | 0 | 0 | 0 | 0
7h | Onshore Wind |  |  | 0 | 0 | 0 | 0 | 0 | 0 | 0 | 0 | 0 | 0 | 0 | 0 | 0 | 0 | 0 | 0 | 0 | 0
7i | Offshore Wind |  |  | 0 | 0 | 0 | 0 | 0 | 0 | 0 | 0 | 0 | 0 | 0 | 0 | 0 | 0 | 0 | 0 | 0 | 0
7j | Solar (PV) |  |  | 0 | 0 | 0 | 0 | 0 | 0 | 0 | 0 | 0 | 0 | 0 | 0 | 0 | 0 | 0 | 0 | 0 | 0
7k | Biomass |  |  | 0 | 0 | 0 | 0 | 0 | 0 | 0 | 0 | 0 | 0 | 0 | 0 | 0 | 0 | 0 | 0 | 0 | 0
7l | other RES (apart from hydro, including tidal, wave, geothermal, waste renewable, CSP,…) |  |  | 0 | 0 | 0 | 0 | 0 | 0 | 0 | 0 | 0 | 0 | 0 | 0 | 0 | 0 | 0 | 0 | 0 | 0
7m | Hydro Run of River and Reservoir |  |  | 0 | 0 | 0 | 0 | 0 | 0 | 0 | 0 | 0 | 0 | 0 | 0 | 0 | 0 | 0 | 0 | 0 | 0
7n | Hydro pumping |  |  | 0 | 0 | 0 | 0 | 0 | 0 | 0 | 0 | 0 | 0 | 0 | 0 | 0 | 0 | 0 | 0 | 0 | 0
7o | Other non-RES (incl. not clearly identifiable energy sources) |  |  | 0 | 0 | 0 | 0 | 0 | 0 | 0 | 0 | 0 | 0 | 0 | 0 | 0 | 0 | 0 | 0 | 0 | 0
PART B : DATA FOR NORMAL CONDITIONS
8 | Non-usable capacity at reference point (all power stations including mothballed, authorization & technical & legal constraints, energy source unavailability etc. ) |  |  | 0.24725 | 0.24761 | 0.24785 | 0.24788 | 0.24814 | 0.24837 | 0.24862 | 0.2487 | 0.24884 | 0.24897 | 0.24896 | 0.24901 | 0.24886 | 0.24846 | 0.24808 | 0.24764 | 0.24705 | 0.24683
8a | of which nuclear
8b | of which Lignite |  |  | 0.2 | 0.2 | 0.2 | 0.2 | 0.2 | 0.2 | 0.2 | 0.2 | 0.2 | 0.2 | 0.2 | 0.2 | 0.2 | 0.2 | 0.2 | 0.2 | 0.2 | 0.2
8c | of which Hard Coal
8d | of which Gas
8e | of which Oil
8f | of which Oil Shale
8g | of which Fossil Peat
8h | of which onshore wind |  |  | 0.047253 | 0.047606 | 0.047846 | 0.047879 | 0.048137 | 0.048366 | 0.048617 | 0.048702 | 0.048838 | 0.048967 | 0.04896 | 0.049014 | 0.048863 | 0.048456 | 0.048081 | 0.047635 | 0.04705 | 0.046828
8i | of which offshore wind |  |  | 0 | 0 | 0 | 0 | 0 | 0 | 0 | 0 | 0 | 0 | 0 | 0 | 0 | 0 | 0 | 0 | 0 | 0
8j | of which Solar |  |  | 0 | 0 | 0 | 0 | 0 | 0 | 0 | 0 | 0 | 0 | 0 | 0 | 0 | 0 | 0 | 0 | 0 | 0
8k | of which Biomass
8l | of which other RES (apart from hydro)
8m | Hydro Run of River and Reservoir
8n | Hydro pumping
8o | of which other non-RES (incl. not clearly identifiable energy sources)
9 | Available capacity (9 = 6 - (7 + 8)) |  |  | 3.5837 | 3.5834 | 3.5832 | 3.5831 | 3.5829 | 3.5826 | 3.5824 | 3.5823 | 3.5822 | 3.582 | 3.582 | 3.582 | 3.5821 | 3.5825 | 3.5829 | 3.5834 | 3.584 | 3.5842
10 | Outages: average expected value (all power stations) |  |  | 0.1332 | 0.1332 | 0.1332 | 0.1332 | 0.1332 | 0.1332 | 0.1332 | 0.1332 | 0.1332 | 0.1332 | 0.1332 | 0.1332 | 0.1332 | 0.1332 | 0.1332 | 0.1332 | 0.1332 | 0.1332
11 | System services reserve (one hour ahead of real time) |  |  | 0.255 | 0.255 | 0.255 | 0.255 | 0.255 | 0.255 | 0.255 | 0.255 | 0.255 | 0.255 | 0.255 | 0.255 | 0.255 | 0.255 | 0.255 | 0.255 | 0.255 | 0.255
12 | Reliably available capacity (12 = 9 - (10 + 11)) |  |  | 3.1955 | 3.1952 | 3.195 | 3.1949 | 3.1947 | 3.1944 | 3.1942 | 3.1941 | 3.194 | 3.1938 | 3.1938 | 3.1938 | 3.1939 | 3.1943 | 3.1947 | 3.1952 | 3.1958 | 3.196
13 | Demand at reference point in time |  |  | 1.3846 | 1.3771 | 1.373 | 1.3714 | 1.3717 | 1.373 | 1.3744 | 1.3754 | 1.3757 | 1.375 | 1.3737 | 1.3723 | 1.3714 | 1.372 | 1.3752 | 1.3817 | 1.3924 | 1.4078
13b | Population average daily (24h) temperature (degrees Celsius) |  |  | 15.5332 | 16.4135 | 17.1969 | 17.8734 | 18.4341 | 18.8716 | 19.1796 | 19.3532 | 19.389 | 19.2853 | 19.0417 | 18.6595 | 18.1418 | 17.4931 | 16.7199 | 15.8303 | 14.834 | 13.7429
14a | Load reduction / demand side response available at reference point in time
14b | Strategic reserves available at reference point in time
15 | Net weekly load at reference point in time (15 = 13-14a) |  |  | 1.3846 | 1.3771 | 1.373 | 1.3714 | 1.3717 | 1.373 | 1.3744 | 1.3754 | 1.3757 | 1.375 | 1.3737 | 1.3723 | 1.3714 | 1.372 | 1.3752 | 1.3817 | 1.3924 | 1.4078
16 | Remaining capacity at reference point in time (16 = 12- 15) |  |  | 1.811 | 1.8181 | 1.822 | 1.8235 | 1.8229 | 1.8215 | 1.8198 | 1.8187 | 1.8183 | 1.8188 | 1.8201 | 1.8215 | 1.8225 | 1.8223 | 1.8195 | 1.8134 | 1.8033 | 1.7882
B1 | Weekly peak load (unrestricted reference point in time) |  |  | 1.5846 | 1.5771 | 1.573 | 1.5714 | 1.5717 | 1.573 | 1.5744 | 1.5754 | 1.5757 | 1.575 | 1.5737 | 1.5723 | 1.5714 | 1.572 | 1.5752 | 1.5817 | 1.5924 | 1.6078
B2 | Daily hour of expected weekly peak load (CET for winter, but CEST for last week; CEST for summer) |  |  | 21:00 | 15:00 | 15:00 | 15:00 | 15:00 | 15:00 | 15:00 | 15:00 | 15:00 | 15:00 | 21:00 | 21:00 | 21:00 | 21:00 | 20:00 | 20:00 | 20:00 | 20:00
.
PART C : DATA FOR SEVERE CONDITIONS
17 | Non-usable capacity at reference point (all power stations including mothballed, authorization & technical & legal constraints, energy source unavailability etc. ) |  |  | 0.25081 | 0.25082 | 0.25084 | 0.25084 | 0.25083 | 0.25084 | 0.25086 | 0.25087 | 0.25087 | 0.25088 | 0.25088 | 0.25087 | 0.25086 | 0.25084 | 0.25082 | 0.25078 | 0.25075 | 0.25072
17a | of which nuclear
17b | of which Lignite |  |  | 0.2 | 0.2 | 0.2 | 0.2 | 0.2 | 0.2 | 0.2 | 0.2 | 0.2 | 0.2 | 0.2 | 0.2 | 0.2 | 0.2 | 0.2 | 0.2 | 0.2 | 0.2
17c | of which Hard Coal
17d | of which Gas
17e | of which Oil
17f | of which Oil Shale
17g | of which Fossil Peat
17h | of which onshore wind |  |  | 0.050806 | 0.050817 | 0.050837 | 0.050839 | 0.050832 | 0.050844 | 0.05086 | 0.050866 | 0.050873 | 0.050877 | 0.050875 | 0.050874 | 0.050858 | 0.050836 | 0.050818 | 0.050776 | 0.050753 | 0.050724
17i | of which offshore wind |  |  | 0 | 0 | 0 | 0 | 0 | 0 | 0 | 0 | 0 | 0 | 0 | 0 | 0 | 0 | 0 | 0 | 0 | 0
17j | of which Solar |  |  | 0 | 0 | 0 | 0 | 0 | 0 | 0 | 0 | 0 | 0 | 0 | 0 | 0 | 0 | 0 | 0 | 0 | 0
17k | of which Biomass
17l | of which other RES (apart from hydro)
17m | Hydro Run of River and Reservoir
17n | Hydro pumping
17o | of which other non-RES (incl. not clearly identifiable energy sources)
18 | Available capacity (18 = 6 - (7 + 17)) |  |  | 3.5802 | 3.5802 | 3.5802 | 3.5802 | 3.5802 | 3.5802 | 3.5801 | 3.5801 | 3.5801 | 3.5801 | 3.5801 | 3.5801 | 3.5801 | 3.5802 | 3.5802 | 3.5802 | 3.5802 | 3.5803
19 | Outages: average expected value (all power stations) under SEVERE conditions |  |  | 0.1332 | 0.1332 | 0.1332 | 0.1332 | 0.1332 | 0.1332 | 0.1332 | 0.1332 | 0.1332 | 0.1332 | 0.1332 | 0.1332 | 0.1332 | 0.1332 | 0.1332 | 0.1332 | 0.1332 | 0.1332
20 | System services reserve (one hour ahead of real time) under SEVERE conditions |  |  | 0.27 | 0.27 | 0.27 | 0.27 | 0.27 | 0.27 | 0.27 | 0.27 | 0.27 | 0.27 | 0.27 | 0.27 | 0.27 | 0.27 | 0.27 | 0.27 | 0.27 | 0.27
21 | Reliably available capacity under SEVERE conditions (21 = 18 - (19 + 20)) |  |  | 3.177 | 3.177 | 3.177 | 3.177 | 3.177 | 3.177 | 3.1769 | 3.1769 | 3.1769 | 3.1769 | 3.1769 | 3.1769 | 3.1769 | 3.177 | 3.177 | 3.177 | 3.177 | 3.1771
22 | Demand at reference point in time under SEVERE conditions (one in 20 year) |  |  | 1.5857 | 1.5965 | 1.6086 | 1.6211 | 1.6331 | 1.6435 | 1.6514 | 1.6561 | 1.6571 | 1.6542 | 1.6478 | 1.6384 | 1.6267 | 1.6138 | 1.6009 | 1.589 | 1.5792 | 1.5721
23a | Load reduction / demand side response available at reference point in time under SEVERE conditions
23b | Strategic reserves available at reference point in time under SEVERE conditions
24 | Net weekly peak load for SEVERE conditions (24 = 22-23a) |  |  | 1.5857 | 1.5965 | 1.6086 | 1.6211 | 1.6331 | 1.6435 | 1.6514 | 1.6561 | 1.6571 | 1.6542 | 1.6478 | 1.6384 | 1.6267 | 1.6138 | 1.6009 | 1.589 | 1.5792 | 1.5721
25 | Remaining capacity for SEVERE conditions (25 = 21-24) |  |  | 1.5912 | 1.5805 | 1.5684 | 1.5558 | 1.5438 | 1.5334 | 1.5255 | 1.5209 | 1.5199 | 1.5227 | 1.5291 | 1.5386 | 1.5502 | 1.5631 | 1.5761 | 1.588 | 1.5978 | 1.6049
C1 | Weekly peak load under SEVERE conditions (unrestricted reference point in time) |  |  | 1.6857 | 1.6965 | 1.7086 | 1.7211 | 1.7331 | 1.7435 | 1.7514 | 1.7561 | 1.7571 | 1.7542 | 1.7478 | 1.7384 | 1.7267 | 1.7138 | 1.7009 | 1.689 | 1.6792 | 1.6721
C2 | Daily hour of expected weekly peak load (CET for winter, but CEST for last week; CEST for summer) |  |  | 21:00 | 15:00 | 15:00 | 15:00 | 15:00 | 15:00 | 15:00 | 15:00 | 15:00 | 15:00 | 21:00 | 21:00 | 21:00 | 21:00 | 20:00 | 20:00 | 20:00 | 20:00
PART D: ADDITIONAL INFORMATION FOR INTERCONNECTORS (at synchronous peak)
31 | Simultaneous importable capacity |  | From | 1.8 | 1.9 | 1.9 | 1.9 | 1.9 | 2 | 2 | 2 | 2 | 2 | 2.1 | 2.1 | 2.1 | 2.1 | 2.1 | 2.1 | 2.1 | 2.1
32 | Simultaneous exportable capacity |  | To | 1.7 | 1.9 | 1.9 | 1.9 | 1.9 | 1.9 | 1.9 | 1.9 | 1.9 | 1.9 | 2 | 2 | 2 | 2 | 2 | 2 | 2 | 2
| The off-peak dates are related to Sunday of each week |  |  | 2019-06-02 | 2019-06-09 | 2019-06-16 | 2019-06-23 | 2019-06-30 | 2019-07-07 | 2019-07-14 | 2019-07-21 | 2019-07-28 | 2019-08-04 | 2019-08-11 | 2019-08-18 | 2019-08-25 | 2019-09-01 | 2019-09-08 | 2019-09-15 | 2019-09-22 | 2019-09-29
| WEEK |  |  | 22 | 23 | 24 | 25 | 26 | 27 | 28 | 29 | 30 | 31 | 32 | 33 | 34 | 35 | 36 | 37 | 38 | 39
| Time (CET for winter, but CEST for last week of winter; CEST for summer) |  |  | 5:00 | 5:00 | 5:00 | 5:00 | 5:00 | 5:00 | 5:00 | 5:00 | 5:00 | 5:00 | 5:00 | 5:00 | 5:00 | 5:00 | 5:00 | 5:00 | 5:00 | 5:00
PART E: ADDITIONAL INFORMATION FOR NIGHT MIN DEMAND CONDITIONS
33 | Weekly Minimum Demand (overnight valley minimum) |  |  | 0.8 | 0.8 | 0.8 | 0.8 | 0.8 | 0.8 | 0.8 | 0.8 | 0.8 | 0.8 | 0.8 | 0.8 | 0.8 | 0.8 | 0.9 | 0.9 | 0.9 | 0.9
34 | Must Run Generation (excluding wind/run of river) |  |  | 0.4 | 0.4 | 0.4 | 0.4 | 0.4 | 0.4 | 0.4 | 0.4 | 0.4 | 0.4 | 0.4 | 0.4 | 0.4 | 0.4 | 0.4 | 0.4 | 0.4 | 0.4
35 | Run of river generation (Must Run) |  |  | 0.4 | 0.4 | 0.4 | 0.4 | 0.4 | 0.4 | 0.4 | 0.4 | 0.4 | 0.4 | 0.4 | 0.4 | 0.4 | 0.4 | 0.4 | 0.4 | 0.4 | 0.4
36 | Downward balancing reserves (FCR, FRR) |  |  | 0.26 | 0.26 | 0.26 | 0.26 | 0.26 | 0.26 | 0.26 | 0.26 | 0.26 | 0.26 | 0.26 | 0.26 | 0.26 | 0.26 | 0.26 | 0.26 | 0.26 | 0.26
37 | Pumping Storage Capacity available (Power) |  |  | 0.44 | 0.44 | 0.44 | 0.44 | 0.44 | 0.44 | 0.44 | 0.44 | 0.44 | 0.44 | 0.44 | 0.44 | 0.44 | 0.44 | 0.44 | 0.44 | 0.44 | 0.44
38a | Highest expected onshore wind generation running |  |  | 0.022644 | 0.02226 | 0.021764 | 0.021543 | 0.02131 | 0.020585 | 0.020619 | 0.020169 | 0.020311 | 0.019801 | 0.018951 | 0.019582 | 0.020609 | 0.021705 | 0.022813 | 0.023536 | 0.024591 | 0.02589
38b | Highest expected offshore wind generation running |  |  | 0 | 0 | 0 | 0 | 0 | 0 | 0 | 0 | 0 | 0 | 0 | 0 | 0 | 0 | 0 | 0 | 0 | 0
39 | DOWNWARD REGULATION CAPABILITIES: 39 = (33+37)-(34+35+36+38a+38b)) |  |  | 0.15736 | 0.15774 | 0.15824 | 0.15846 | 0.15869 | 0.15941 | 0.15938 | 0.15983 | 0.15969 | 0.1602 | 0.16105 | 0.16042 | 0.15939 | 0.1583 | 0.25719 | 0.25646 | 0.25541 | 0.25411
PART Ebis: ADDITIONAL INFORMATION FOR INTERCONNECTORS
Transportable capacity at night minimum demand conditions (high wind conditions)
40 | Simultaneous importable capacity |  | From | 1.8 | 1.9 | 1.9 | 1.9 | 1.9 | 2 | 2 | 2 | 2 | 2 | 2.1 | 2.1 | 2.1 | 2.1 | 2.1 | 2.1 | 2.1 | 2.1
41 | Simultaneous exportable capacity |  | To | 1.7 | 1.9 | 1.9 | 1.9 | 1.9 | 1.9 | 1.9 | 1.9 | 1.9 | 1.9 | 2 | 2 | 2 | 2 | 2 | 2 | 2 | 2
| Time (CET for winter, but CEST for last week of winter; CEST for summer) |  |  | 11:00 | 11:00 | 11:00 | 11:00 | 11:00 | 11:00 | 11:00 | 11:00 | 11:00 | 11:00 | 11:00 | 11:00 | 11:00 | 11:00 | 11:00 | 11:00 | 11:00 | 11:00
PART F: ADDITIONAL INFORMATION FOR DAYTIME MIN DEMAND CONDITIONS
42 | Weekly Minimum Daytime Demand (Sunday low peak + solar) |  |  | 1.2 | 1.2 | 1.2 | 1.2 | 1.2 | 1.2 | 1.2 | 1.2 | 1.2 | 1.2 | 1.2 | 1.2 | 1.2 | 1.2 | 1.2 | 1.2 | 1.2 | 1.2
43 | Must Run Generation (excluding wind/PV/run of river) |  |  | 0.4 | 0.4 | 0.4 | 0.4 | 0.4 | 0.4 | 0.4 | 0.4 | 0.4 | 0.4 | 0.4 | 0.4 | 0.4 | 0.4 | 0.4 | 0.4 | 0.4 | 0.4
44 | Run of river generation (Must Run) |  |  | 0.4 | 0.4 | 0.4 | 0.4 | 0.4 | 0.4 | 0.4 | 0.4 | 0.4 | 0.4 | 0.4 | 0.4 | 0.4 | 0.4 | 0.4 | 0.4 | 0.4 | 0.4
45 | Downward balancing reserves (FCR, FRR) |  |  | 0.26 | 0.26 | 0.26 | 0.26 | 0.26 | 0.26 | 0.26 | 0.26 | 0.26 | 0.26 | 0.26 | 0.26 | 0.26 | 0.26 | 0.26 | 0.26 | 0.26 | 0.26
46 | Pumping Storage Capacity available (Power)
47a | Highest expected onshore wind generation running |  |  | 0.023235 | 0.022051 | 0.021065 | 0.020937 | 0.020528 | 0.019243 | 0.019482 | 0.019091 | 0.018826 | 0.017807 | 0.016496 | 0.01718 | 0.018492 | 0.019898 | 0.022038 | 0.023312 | 0.02441 | 0.025317
47b | Highest expected offshore wind generation running |  |  | 0 | 0 | 0 | 0 | 0 | 0 | 0 | 0 | 0 | 0 | 0 | 0 | 0 | 0 | 0 | 0 | 0 | 0
48 | Highest expected solar PV running |  |  | 0 | 0 | 0 | 0 | 0 | 0 | 0 | 0 | 0 | 0 | 0 | 0 | 0 | 0 | 0 | 0 | 0 | 0
49 | DOWNWARD REGULATION CAPABILITIES: 49 = (42+46)-(43+44+45+47a+47b+48a+48b) |  |  | 0.11676 | 0.11795 | 0.11893 | 0.11906 | 0.11947 | 0.12076 | 0.12052 | 0.12091 | 0.12117 | 0.12219 | 0.1235 | 0.12282 | 0.12151 | 0.1201 | 0.11796 | 0.11669 | 0.11559 | 0.11468
PART Fbis: ADDITIONAL INFORMATION FOR INTERCONNECTORS
Transportable capacity at daytime minimum demand conditions (high wind and high solar conditions)
50 | Simultaneous importable capacity |  | From | 1.8 | 1.9 | 1.9 | 1.9 | 1.9 | 2 | 2 | 2 | 2 | 2 | 2.1 | 2.1 | 2.1 | 2.1 | 2.1 | 2.1 | 2.1 | 2.1
51 | Simultaneous exportable capacity |  | To | 1.7 | 1.9 | 1.9 | 1.9 | 1.9 | 1.9 | 1.9 | 1.9 | 1.9 | 1.9 | 2 | 2 | 2 | 2 | 2 | 2 | 2 | 2

## AT
Summer Outlook Report 2019
| Power Data (all entries are assumed to be >0) |  |  | Countrycode: |  | AT | [6 empty] | Heating if temperature below: | 19 |  |  |  | Cooling if temperature above: | 24
| (Net values in GW, at a synchronous time every week) |  |  | Countryname: |  | Austria | [6 empty] | Heating saturation temperature: | -16 |  |  |  | Cooling saturation temperature: | not detected
[13 empty] | Temperature sensitivity in heating [MW/ ͦC] | -98.5 |  |  |  | Temperature sensitivity in cooling [MW/ ͦC] | 68.7692
| The peak dates are related to Wednesday of each week |  |  | 2019-05-29 | 2019-06-05 | 2019-06-12 | 2019-06-19 | 2019-06-26 | 2019-07-03 | 2019-07-10 | 2019-07-17 | 2019-07-24 | 2019-07-31 | 2019-08-07 | 2019-08-14 | 2019-08-21 | 2019-08-28 | 2019-09-04 | 2019-09-11 | 2019-09-18 | 2019-09-25
| WEEK |  |  | 22 | 23 | 24 | 25 | 26 | 27 | 28 | 29 | 30 | 31 | 32 | 33 | 34 | 35 | 36 | 37 | 38 | 39
| Time (CET for winter, but CEST last week; CEST for summer) |  |  | 19:00 | 19:00 | 19:00 | 19:00 | 19:00 | 19:00 | 19:00 | 19:00 | 19:00 | 19:00 | 19:00 | 19:00 | 19:00 | 19:00 | 19:00 | 19:00 | 19:00 | 19:00
Line | PART A : INDIGENOUS NATIONAL GENERATION | Severe conditions Average Forced Outage Rate | Normal conditions Average Forced Outage Rate
Net generating capacity:
1 | Nuclear Power | 5% | 5% | 0 | 0 | 0 | 0 | 0 | 0 | 0 | 0 | 0 | 0 | 0 | 0 | 0 | 0 | 0 | 0 | 0 | 0
2 | Fossil Fuels |  |  | 5.6196 | 5.6196 | 5.6196 | 5.6196 | 5.6196 | 5.6196 | 5.6196 | 5.6196 | 5.6196 | 5.6196 | 5.6196 | 5.6196 | 5.6196 | 5.6196 | 5.6196 | 5.6196 | 5.6196 | 5.6196
2a | of which Lignite | 9% | 9% | 0 | 0 | 0 | 0 | 0 | 0 | 0 | 0 | 0 | 0 | 0 | 0 | 0 | 0 | 0 | 0 | 0 | 0
2b | of which Hard Coal | 9% | 9% | 0.598 | 0.598 | 0.598 | 0.598 | 0.598 | 0.598 | 0.598 | 0.598 | 0.598 | 0.598 | 0.598 | 0.598 | 0.598 | 0.598 | 0.598 | 0.598 | 0.598 | 0.598
2c | of which Gas | 7% | 7% | 4.8532 | 4.8532 | 4.8532 | 4.8532 | 4.8532 | 4.8532 | 4.8532 | 4.8532 | 4.8532 | 4.8532 | 4.8532 | 4.8532 | 4.8532 | 4.8532 | 4.8532 | 4.8532 | 4.8532 | 4.8532
2d | of which Oil | 9% | 9% | 0.16841 | 0.16841 | 0.16841 | 0.16841 | 0.16841 | 0.16841 | 0.16841 | 0.16841 | 0.16841 | 0.16841 | 0.16841 | 0.16841 | 0.16841 | 0.16841 | 0.16841 | 0.16841 | 0.16841 | 0.16841
2e | of which Oil Shale | 8.75% | 8.75% | 0 | 0 | 0 | 0 | 0 | 0 | 0 | 0 | 0 | 0 | 0 | 0 | 0 | 0 | 0 | 0 | 0 | 0
2f | of which Fossil Peat | 8.75% | 8.75% | 0 | 0 | 0 | 0 | 0 | 0 | 0 | 0 | 0 | 0 | 0 | 0 | 0 | 0 | 0 | 0 | 0 | 0
3 | Renewable Energy Sources (other than hydro) |  |  | 5.1429 | 5.1429 | 5.1429 | 5.1609 | 5.1609 | 5.1609 | 5.1609 | 5.1849 | 5.1849 | 5.1849 | 5.1849 | 5.2048 | 5.2048 | 5.2048 | 5.2048 | 5.2048 | 5.273 | 5.273
3a | of which onshore wind | 0% | 0% | 3.1191 | 3.1191 | 3.1191 | 3.1231 | 3.1231 | 3.1231 | 3.1231 | 3.1301 | 3.1301 | 3.1301 | 3.1301 | 3.1334 | 3.1334 | 3.1334 | 3.1334 | 3.1334 | 3.1824 | 3.1824
3b | of which offshore wind | 0% | 0% | 0 | 0 | 0 | 0 | 0 | 0 | 0 | 0 | 0 | 0 | 0 | 0 | 0 | 0 | 0 | 0 | 0 | 0
3c | of which Solar (PV) | 0% | 0% | 1.4144 | 1.4144 | 1.4144 | 1.4285 | 1.4285 | 1.4285 | 1.4285 | 1.4455 | 1.4455 | 1.4455 | 1.4455 | 1.4621 | 1.4621 | 1.4621 | 1.4621 | 1.4621 | 1.4813 | 1.4813
3d | of which Biomass | 0% | 0% | 0.50869 | 0.50869 | 0.50869 | 0.50869 | 0.50869 | 0.50869 | 0.50869 | 0.50869 | 0.50869 | 0.50869 | 0.50869 | 0.50869 | 0.50869 | 0.50869 | 0.50869 | 0.50869 | 0.50869 | 0.50869
3e | of which other RES (e.g. tidal, wave, geothermal, RES waste, CSP) | 0% | 0% | 0.10062 | 0.10062 | 0.10062 | 0.10062 | 0.10062 | 0.10062 | 0.10062 | 0.10062 | 0.10062 | 0.10062 | 0.10062 | 0.10062 | 0.10062 | 0.10062 | 0.10062 | 0.10062 | 0.10062 | 0.10062
4a | Hydro Run of River and Reservoir | 0% | 0% | 5.7875 | 5.7875 | 5.7875 | 5.7875 | 5.7875 | 5.7875 | 5.7875 | 5.7875 | 5.7875 | 5.7875 | 5.7875 | 5.8765 | 5.8765 | 5.8765 | 5.8765 | 5.8765 | 5.8765 | 5.8765
4b | Hydro pumping | 0% | 0% | 5.8888 | 5.8888 | 5.8888 | 5.8888 | 5.8888 | 5.8888 | 5.8888 | 5.8888 | 5.8888 | 5.8888 | 5.8888 | 5.8888 | 5.8888 | 5.8888 | 5.8888 | 5.8888 | 5.8888 | 5.8888
5 | Other non-RES (e.g. CHP non-renewable, waste non-renewable) | 0% | 0% | 0.95544 | 0.95544 | 0.95544 | 0.95544 | 0.95544 | 0.95544 | 0.95544 | 0.95544 | 0.95544 | 0.95544 | 0.95544 | 0.95544 | 0.95544 | 0.95544 | 0.95544 | 0.95544 | 0.95544 | 0.95544
6 | Total Net generating capacity (6 = 1+2+3+4a+4b+5) |  |  | 23.3943 | 23.3943 | 23.3943 | 23.4124 | 23.4124 | 23.4124 | 23.4124 | 23.4363 | 23.4363 | 23.4363 | 23.4363 | 23.5452 | 23.5452 | 23.5452 | 23.5452 | 23.5452 | 23.6134 | 23.6134
7 | Maintenance & Overhauls (planned outages) |  |  | 0 | 0 | 0 | 0 | 0 | 0 | 0 | 0 | 0 | 0 | 0 | 0 | 0 | 0 | 0 | 0 | 0 | 0
7a | Nuclear Power |  |  | 0 | 0 | 0 | 0 | 0 | 0 | 0 | 0 | 0 | 0 | 0 | 0 | 0 | 0 | 0 | 0 | 0 | 0
7b | Lignite |  |  | 0 | 0 | 0 | 0 | 0 | 0 | 0 | 0 | 0 | 0 | 0 | 0 | 0 | 0 | 0 | 0 | 0 | 0
7c | Hard Coal |  |  | 0 | 0 | 0 | 0 | 0 | 0 | 0 | 0 | 0 | 0 | 0 | 0 | 0 | 0 | 0 | 0 | 0 | 0
7d | Gas |  |  | 0 | 0 | 0 | 0 | 0 | 0 | 0 | 0 | 0 | 0 | 0 | 0 | 0 | 0 | 0 | 0 | 0 | 0
7e | Oil |  |  | 0 | 0 | 0 | 0 | 0 | 0 | 0 | 0 | 0 | 0 | 0 | 0 | 0 | 0 | 0 | 0 | 0 | 0
7f | Oil Shale |  |  | 0 | 0 | 0 | 0 | 0 | 0 | 0 | 0 | 0 | 0 | 0 | 0 | 0 | 0 | 0 | 0 | 0 | 0
7g | Fossil Peat |  |  | 0 | 0 | 0 | 0 | 0 | 0 | 0 | 0 | 0 | 0 | 0 | 0 | 0 | 0 | 0 | 0 | 0 | 0
7h | Onshore Wind |  |  | 0 | 0 | 0 | 0 | 0 | 0 | 0 | 0 | 0 | 0 | 0 | 0 | 0 | 0 | 0 | 0 | 0 | 0
7i | Offshore Wind |  |  | 0 | 0 | 0 | 0 | 0 | 0 | 0 | 0 | 0 | 0 | 0 | 0 | 0 | 0 | 0 | 0 | 0 | 0
7j | Solar (PV) |  |  | 0 | 0 | 0 | 0 | 0 | 0 | 0 | 0 | 0 | 0 | 0 | 0 | 0 | 0 | 0 | 0 | 0 | 0
7k | Biomass |  |  | 0 | 0 | 0 | 0 | 0 | 0 | 0 | 0 | 0 | 0 | 0 | 0 | 0 | 0 | 0 | 0 | 0 | 0
7l | other RES (apart from hydro, including tidal, wave, geothermal, waste renewable, CSP,…) |  |  | 0 | 0 | 0 | 0 | 0 | 0 | 0 | 0 | 0 | 0 | 0 | 0 | 0 | 0 | 0 | 0 | 0 | 0
7m | Hydro Run of River and Reservoir |  |  | 0 | 0 | 0 | 0 | 0 | 0 | 0 | 0 | 0 | 0 | 0 | 0 | 0 | 0 | 0 | 0 | 0 | 0
7n | Hydro pumping |  |  | 0 | 0 | 0 | 0 | 0 | 0 | 0 | 0 | 0 | 0 | 0 | 0 | 0 | 0 | 0 | 0 | 0 | 0
7o | Other non-RES (incl. not clearly identifiable energy sources) |  |  | 0 | 0 | 0 | 0 | 0 | 0 | 0 | 0 | 0 | 0 | 0 | 0 | 0 | 0 | 0 | 0 | 0 | 0
PART B : DATA FOR NORMAL CONDITIONS
8 | Non-usable capacity at reference point (all power stations including mothballed, authorization & technical & legal constraints, energy source unavailability etc. ) |  |  | 11.5228 | 12.1224 | 12.1022 | 12.1188 | 12.0841 | 11.8472 | 11.8671 | 11.8694 | 11.9123 | 11.5031 | 11.7556 | 11.7979 | 12.5707 | 12.189 | 12.7106 | 12.8089 | 12.9002 | 12.9413
8a | of which nuclear
8b | of which Lignite
8c | of which Hard Coal |  |  | 0.598 | 0.598 | 0.598 | 0.598 | 0.598 | 0.433 | 0.433 | 0.433 | 0.433 | 0.433 | 0.433 | 0.433 | 0.433 | 0.433 | 0.433 | 0.433 | 0.433 | 0.433
8d | of which Gas |  |  | 1.7689 | 2.2729 | 2.2729 | 2.2729 | 2.2729 | 2.2729 | 2.2729 | 2.2729 | 2.2729 | 1.8329 | 1.8329 | 1.8329 | 2.5999 | 2.2299 | 2.1659 | 2.273 | 2.273 | 2.317
8e | of which Oil |  |  | 0.046154 | 0.046154 | 0.046154 | 0.046154 | 0.046154 | 0.046154 | 0.046154 | 0.046154 | 0.046154 | 0.046154 | 0.046154 | 0.046154 | 0.046154 | 0.046154 | 0.046154 | 0.046154 | 0.046154 | 0.046154
8f | of which Oil Shale
8g | of which Fossil Peat
8h | of which onshore wind |  |  | 2.8244 | 2.8445 | 2.8312 | 2.8417 | 2.8109 | 2.8131 | 2.8311 | 2.8141 | 2.8484 | 2.8657 | 2.8749 | 2.885 | 2.8707 | 2.8308 | 2.7862 | 2.7522 | 2.8044 | 2.7838
8i | of which offshore wind |  |  | 0 | 0 | 0 | 0 | 0 | 0 | 0 | 0 | 0 | 0 | 0 | 0 | 0 | 0 | 0 | 0 | 0 | 0
8j | of which Solar |  |  | 1.2318 | 1.2241 | 1.2171 | 1.2233 | 1.2194 | 1.2175 | 1.2194 | 1.2387 | 1.2474 | 1.2609 | 1.2764 | 1.3086 | 1.3288 | 1.3569 | 1.38 | 1.4052 | 1.4443 | 1.462
8k | of which Biomass |  |  | 0.1706 | 0.1706 | 0.1706 | 0.1706 | 0.1706 | 0.1706 | 0.1706 | 0.1706 | 0.1706 | 0.1706 | 0.1706 | 0.1706 | 0.1706 | 0.1706 | 0.1706 | 0.1706 | 0.1706 | 0.1706
8l | of which other RES (apart from hydro) |  |  | 0.044789 | 0.044789 | 0.044789 | 0.044789 | 0.044789 | 0.044789 | 0.044789 | 0.044789 | 0.044789 | 0.044789 | 0.044789 | 0.044789 | 0.044789 | 0.044789 | 0.044789 | 0.044789 | 0.044789 | 0.044789
8m | Hydro Run of River and Reservoir |  |  | 2.417 | 2.5766 | 2.5766 | 2.5766 | 2.5766 | 2.7515 | 2.7515 | 2.7515 | 2.7515 | 2.7515 | 3.0242 | 3.0242 | 3.0242 | 3.0242 | 3.2927 | 3.2927 | 3.2927 | 3.2927
8n | Hydro pumping |  |  | 2.0088 | 1.9325 | 1.9325 | 1.9325 | 1.9325 | 1.6853 | 1.6853 | 1.6853 | 1.6853 | 1.6853 | 1.6404 | 1.6404 | 1.6404 | 1.6404 | 1.979 | 1.979 | 1.979 | 1.979
8o | of which other non-RES (incl. not clearly identifiable energy sources) |  |  | 0.4123 | 0.4123 | 0.4123 | 0.4123 | 0.4123 | 0.4123 | 0.4123 | 0.4123 | 0.4123 | 0.4123 | 0.4123 | 0.4123 | 0.4123 | 0.4123 | 0.4123 | 0.4123 | 0.4123 | 0.4123
9 | Available capacity (9 = 6 - (7 + 8)) |  |  | 11.8715 | 11.2718 | 11.2921 | 11.2935 | 11.3283 | 11.5652 | 11.5453 | 11.5669 | 11.524 | 11.9332 | 11.6807 | 11.7473 | 10.9745 | 11.3562 | 10.8346 | 10.7363 | 10.7132 | 10.6721
10 | Outages: average expected value (all power stations) |  |  | 0.2269 | 0.19162 | 0.19162 | 0.19162 | 0.19162 | 0.20647 | 0.20647 | 0.20647 | 0.20647 | 0.23727 | 0.23727 | 0.23727 | 0.18358 | 0.20948 | 0.21396 | 0.20647 | 0.20647 | 0.20339
11 | System services reserve (one hour ahead of real time) |  |  | 0.546 | 0.546 | 0.546 | 0.546 | 0.546 | 0.546 | 0.546 | 0.546 | 0.546 | 0.546 | 0.546 | 0.546 | 0.546 | 0.546 | 0.546 | 0.546 | 0.546 | 0.546
12 | Reliably available capacity (12 = 9 - (10 + 11)) |  |  | 11.0986 | 10.5342 | 10.5545 | 10.5559 | 10.5906 | 10.8127 | 10.7928 | 10.8144 | 10.7715 | 11.1499 | 10.8975 | 10.964 | 10.2449 | 10.6007 | 10.0746 | 9.9839 | 9.9607 | 9.9227
13 | Demand at reference point in time |  |  | 8.8843 | 8.9224 | 9.0029 | 8.9873 | 8.8922 | 8.8101 | 8.7815 | 8.794 | 8.8416 | 8.8046 | 8.8067 | 8.78 | 8.7819 | 8.8112 | 8.8133 | 9.0656 | 9.2108 | 9.2946
13b | Population average daily (24h) temperature (degrees Celsius) |  |  | 17.2516 | 18.0659 | 18.7838 | 19.397 | 19.8982 | 20.2808 | 20.5389 | 20.6679 | 20.6643 | 20.5255 | 20.2502 | 19.8385 | 19.2921 | 18.614 | 17.809 | 16.8838 | 15.847 | 14.7093
14a | Load reduction / demand side response available at reference point in time
14b | Strategic reserves available at reference point in time
15 | Net weekly load at reference point in time (15 = 13-14a) |  |  | 8.8843 | 8.9224 | 9.0029 | 8.9873 | 8.8922 | 8.8101 | 8.7815 | 8.794 | 8.8416 | 8.8046 | 8.8067 | 8.78 | 8.7819 | 8.8112 | 8.8133 | 9.0656 | 9.2108 | 9.2946
16 | Remaining capacity at reference point in time (16 = 12- 15) |  |  | 2.2143 | 1.6118 | 1.5516 | 1.5686 | 1.6985 | 2.0026 | 2.0113 | 2.0205 | 1.9299 | 2.3453 | 2.0908 | 2.1841 | 1.463 | 1.7895 | 1.2613 | 0.91825 | 0.74992 | 0.62803
B1 | Weekly peak load (unrestricted reference point in time) |  |  | 9.7357 | 9.7887 | 11.2791 | 9.7922 | 9.801 | 9.666 | 9.6695 | 9.6604 | 9.6379 | 9.6238 | 9.6326 | 9.6154 | 9.5956 | 9.6409 | 9.6692 | 9.7845 | 9.8261 | 9.8299
B2 | Daily hour of expected weekly peak load (CET for winter, but CEST for last week; CEST for summer) |  |  | 11:00 | 11:00 | 11:00 | 11:00 | 11:00 | 11:00 | 11:00 | 11:00 | 11:00 | 11:00 | 11:00 | 11:00 | 11:00 | 11:00 | 11:00 | 11:00 | 11:00 | 11:00
.
PART C : DATA FOR SEVERE CONDITIONS
17 | Non-usable capacity at reference point (all power stations including mothballed, authorization & technical & legal constraints, energy source unavailability etc. ) |  |  | 14.0814 | 14.877 | 14.8788 | 14.8878 | 14.8854 | 14.4205 | 14.4177 | 14.4434 | 14.4534 | 14.0336 | 13.8031 | 13.8443 | 14.5747 | 14.228 | 14.3371 | 14.4535 | 14.5314 | 14.6043
17a | of which nuclear
17b | of which Lignite
17c | of which Hard Coal |  |  | 0.598 | 0.598 | 0.598 | 0.598 | 0.598 | 0.443 | 0.443 | 0.443 | 0.443 | 0.443 | 0.443 | 0.443 | 0.443 | 0.443 | 0.443 | 0.443 | 0.443 | 0.443
17d | of which Gas |  |  | 1.8718 | 2.3658 | 2.3658 | 2.3658 | 2.3658 | 2.3658 | 2.3658 | 2.3658 | 2.3658 | 1.9358 | 1.9358 | 1.9358 | 2.6498 | 2.2878 | 2.2238 | 2.3248 | 2.3248 | 2.3918
17e | of which Oil |  |  | 0.046154 | 0.046154 | 0.046154 | 0.046154 | 0.046154 | 0.046154 | 0.046154 | 0.046154 | 0.046154 | 0.046154 | 0.046154 | 0.046154 | 0.046154 | 0.046154 | 0.046154 | 0.046154 | 0.046154 | 0.046154
17f | of which Oil Shale
17g | of which Fossil Peat
17h | of which onshore wind |  |  | 3.1124 | 3.1132 | 3.1146 | 3.1187 | 3.1183 | 3.12 | 3.12 | 3.1268 | 3.1278 | 3.1282 | 3.128 | 3.1312 | 3.1307 | 3.1294 | 3.1287 | 3.1287 | 3.1777 | 3.177
17i | of which offshore wind |  |  | 0 | 0 | 0 | 0 | 0 | 0 | 0 | 0 | 0 | 0 | 0 | 0 | 0 | 0 | 0 | 0 | 0 | 0
17j | of which Solar |  |  | 1.2937 | 1.2878 | 1.2881 | 1.293 | 1.291 | 1.2871 | 1.2843 | 1.3033 | 1.3123 | 1.322 | 1.3359 | 1.3739 | 1.3906 | 1.4073 | 1.4273 | 1.4428 | 1.4717 | 1.4782
17k | of which Biomass |  |  | 0.1706 | 0.1706 | 0.1706 | 0.1706 | 0.1706 | 0.1706 | 0.1706 | 0.1706 | 0.1706 | 0.1706 | 0.1706 | 0.1706 | 0.1706 | 0.1706 | 0.1706 | 0.1706 | 0.1706 | 0.1706
17l | of which other RES (apart from hydro) |  |  | 0.044789 | 0.044789 | 0.044789 | 0.044789 | 0.044789 | 0.044789 | 0.044789 | 0.044789 | 0.044789 | 0.044789 | 0.044789 | 0.044789 | 0.044789 | 0.044789 | 0.044789 | 0.044789 | 0.044789 | 0.044789
17m | Hydro Run of River and Reservoir |  |  | 3.3563 | 3.1542 | 3.1542 | 3.1542 | 3.1542 | 3.5576 | 3.5576 | 3.5576 | 3.5576 | 3.5576 | 4.0072 | 4.0072 | 4.0072 | 4.0072 | 4.022 | 4.022 | 4.022 | 4.022
17n | Hydro pumping |  |  | 3.1754 | 3.6842 | 3.6842 | 3.6842 | 3.6842 | 2.9732 | 2.9732 | 2.9732 | 2.9732 | 2.9732 | 2.2794 | 2.2794 | 2.2794 | 2.2794 | 2.4185 | 2.4185 | 2.4185 | 2.4185
17o | of which other non-RES (incl. not clearly identifiable energy sources) |  |  | 0.4123 | 0.4123 | 0.4123 | 0.4123 | 0.4123 | 0.4123 | 0.4123 | 0.4123 | 0.4123 | 0.4123 | 0.4123 | 0.4123 | 0.4123 | 0.4123 | 0.4123 | 0.4123 | 0.4123 | 0.4123
18 | Available capacity (18 = 6 - (7 + 17)) |  |  | 9.3128 | 8.5173 | 8.5155 | 8.5246 | 8.527 | 8.9918 | 8.9946 | 8.9929 | 8.9829 | 9.4028 | 9.6332 | 9.7009 | 8.9706 | 9.3172 | 9.2081 | 9.0917 | 9.082 | 9.0091
19 | Outages: average expected value (all power stations) under SEVERE conditions |  |  | 0.2197 | 0.18512 | 0.18512 | 0.18512 | 0.18512 | 0.19907 | 0.19907 | 0.19907 | 0.19907 | 0.22917 | 0.22917 | 0.22917 | 0.17919 | 0.20453 | 0.20901 | 0.20194 | 0.20194 | 0.19725
20 | System services reserve (one hour ahead of real time) under SEVERE conditions |  |  | 0.546 | 0.546 | 0.546 | 0.546 | 0.546 | 0.546 | 0.546 | 0.546 | 0.546 | 0.546 | 0.546 | 0.546 | 0.546 | 0.546 | 0.546 | 0.546 | 0.546 | 0.546
21 | Reliably available capacity under SEVERE conditions (21 = 18 - (19 + 20)) |  |  | 8.5471 | 7.7862 | 7.7844 | 7.7935 | 7.7958 | 8.2468 | 8.2496 | 8.2478 | 8.2379 | 8.6276 | 8.858 | 8.9257 | 8.2454 | 8.5667 | 8.4531 | 8.3438 | 8.334 | 8.2658
22 | Demand at reference point in time under SEVERE conditions (one in 20 year) |  |  | 9.3108 | 9.2886 | 9.4662 | 9.6303 | 9.2957 | 8.999 | 8.9145 | 8.794 | 9.0349 | 8.9838 | 9.0888 | 8.78 | 9.0117 | 9.0652 | 8.9997 | 9.4424 | 9.7062 | 9.8468
23a | Load reduction / demand side response available at reference point in time under SEVERE conditions
23b | Strategic reserves available at reference point in time under SEVERE conditions
24 | Net weekly peak load for SEVERE conditions (24 = 22-23a) |  |  | 9.3108 | 9.2886 | 9.4662 | 9.6303 | 9.2957 | 8.999 | 8.9145 | 8.794 | 9.0349 | 8.9838 | 9.0888 | 8.78 | 9.0117 | 9.0652 | 8.9997 | 9.4424 | 9.7062 | 9.8468
25 | Remaining capacity for SEVERE conditions (25 = 21-24) |  |  | -0.76364 | -1.5025 | -1.6818 | -1.8369 | -1.4998 | -0.75226 | -0.66494 | -0.54617 | -0.79704 | -0.35622 | -0.23081 | 0.14577 | -0.76637 | -0.4985 | -0.54659 | -1.0987 | -1.3721 | -1.581
C1 | Weekly peak load under SEVERE conditions (unrestricted reference point in time) |  |  | 10.0489 | 10.0841 | 11.8327 | 10.3347 | 10.1094 | 10 | 10.078 | 9.8581 | 9.8621 | 9.8581 | 9.842 | 9.8381 | 9.8165 | 9.934 | 10.0211 | 10.0825 | 10.1324 | 10.1589
C2 | Daily hour of expected weekly peak load (CET for winter, but CEST for last week; CEST for summer) |  |  | 11:00 | 11:00 | 11:00 | 11:00 | 11:00 | 11:00 | 11:00 | 11:00 | 11:00 | 11:00 | 11:00 | 11:00 | 11:00 | 11:00 | 11:00 | 11:00 | 11:00 | 11:00
PART D: ADDITIONAL INFORMATION FOR INTERCONNECTORS (at synchronous peak)
31 | Simultaneous importable capacity |  | From | 8.85 | 8.85 | 8.85 | 8.85 | 8.85 | 8.85 | 8.85 | 8.85 | 8.85 | 8.85 | 8.85 | 8.85 | 8.85 | 8.85 | 8.85 | 8.85 | 8.85 | 8.85
32 | Simultaneous exportable capacity |  | To | 9.04 | 9.04 | 9.04 | 9.04 | 9.04 | 9.04 | 9.04 | 9.04 | 9.04 | 9.04 | 9.04 | 9.04 | 9.04 | 9.04 | 9.04 | 9.04 | 9.04 | 9.04
| The off-peak dates are related to Sunday of each week |  |  | 2019-06-02 | 2019-06-09 | 2019-06-16 | 2019-06-23 | 2019-06-30 | 2019-07-07 | 2019-07-14 | 2019-07-21 | 2019-07-28 | 2019-08-04 | 2019-08-11 | 2019-08-18 | 2019-08-25 | 2019-09-01 | 2019-09-08 | 2019-09-15 | 2019-09-22 | 2019-09-29
| WEEK |  |  | 22 | 23 | 24 | 25 | 26 | 27 | 28 | 29 | 30 | 31 | 32 | 33 | 34 | 35 | 36 | 37 | 38 | 39
| Time (CET for winter, but CEST for last week of winter; CEST for summer) |  |  | 5:00 | 5:00 | 5:00 | 5:00 | 5:00 | 5:00 | 5:00 | 5:00 | 5:00 | 5:00 | 5:00 | 5:00 | 5:00 | 5:00 | 5:00 | 5:00 | 5:00 | 5:00
PART E: ADDITIONAL INFORMATION FOR NIGHT MIN DEMAND CONDITIONS
33 | Weekly Minimum Demand (overnight valley minimum) |  |  | 5.1142 | 5.0736 | 5.0359 | 5.0482 | 5.0538 | 5.0403 | 5.0472 | 5.0935 | 5.0766 | 5.0794 | 5.08 | 5.0909 | 5.0818 | 5.1336 | 5.148 | 5.1776 | 5.2049 | 5.2782
34 | Must Run Generation (excluding wind/run of river)
35 | Run of river generation (Must Run) |  |  | 3.3705 | 3.2109 | 3.2109 | 3.2109 | 3.2109 | 3.036 | 3.036 | 3.036 | 3.036 | 3.036 | 2.7634 | 2.8524 | 2.8524 | 2.8524 | 2.5838 | 2.5838 | 2.5838 | 2.5838
36 | Downward balancing reserves (FCR, FRR) |  |  | 0.436 | 0.436 | 0.436 | 0.436 | 0.436 | 0.436 | 0.436 | 0.436 | 0.436 | 0.436 | 0.436 | 0.436 | 0.436 | 0.436 | 0.436 | 0.436 | 0.436 | 0.436
37 | Pumping Storage Capacity available (Power) |  |  | 2.5597 | 2.5597 | 2.5597 | 2.5597 | 2.5597 | 2.5597 | 2.5597 | 2.5597 | 2.5597 | 2.5597 | 2.5597 | 2.5597 | 2.5597 | 2.5597 | 2.5597 | 2.5597 | 2.5597 | 2.5597
38a | Highest expected onshore wind generation running |  |  | 2.058 | 2.0696 | 2.0352 | 2.0677 | 2.0196 | 1.9715 | 2.0304 | 1.9967 | 1.9574 | 1.8504 | 1.7447 | 1.7787 | 1.9408 | 2.0233 | 2.0453 | 1.9516 | 1.9616 | 1.9829
38b | Highest expected offshore wind generation running |  |  | 0 | 0 | 0 | 0 | 0 | 0 | 0 | 0 | 0 | 0 | 0 | 0 | 0 | 0 | 0 | 0 | 0 | 0
39 | DOWNWARD REGULATION CAPABILITIES: 39 = (33+37)-(34+35+36+38a+38b)) |  |  | 1.8095 | 1.9168 | 1.9135 | 1.8933 | 1.947 | 2.1566 | 2.1045 | 2.1845 | 2.2069 | 2.3167 | 2.6956 | 2.5835 | 2.4124 | 2.3816 | 2.6426 | 2.7659 | 2.7832 | 2.8353
PART Ebis: ADDITIONAL INFORMATION FOR INTERCONNECTORS
Transportable capacity at night minimum demand conditions (high wind conditions)
40 | Simultaneous importable capacity |  | From | 8.85 | 8.85 | 8.85 | 8.85 | 8.85 | 8.85 | 8.85 | 8.85 | 8.85 | 8.85 | 8.85 | 8.85 | 8.85 | 8.85 | 8.85 | 8.85 | 8.85 | 8.85
41 | Simultaneous exportable capacity |  | To | 9.04 | 9.04 | 9.04 | 9.04 | 9.04 | 9.04 | 9.04 | 9.04 | 9.04 | 9.04 | 9.04 | 9.04 | 9.04 | 9.04 | 9.04 | 9.04 | 9.04 | 9.04
| Time (CET for winter, but CEST for last week of winter; CEST for summer) |  |  | 11:00 | 11:00 | 11:00 | 11:00 | 11:00 | 11:00 | 11:00 | 11:00 | 11:00 | 11:00 | 11:00 | 11:00 | 11:00 | 11:00 | 11:00 | 11:00 | 11:00 | 11:00
PART F: ADDITIONAL INFORMATION FOR DAYTIME MIN DEMAND CONDITIONS
42 | Weekly Minimum Daytime Demand (Sunday low peak + solar) |  |  | 6.7077 | 6.6479 | 6.661 | 6.6953 | 6.6225 | 6.6438 | 6.6799 | 6.6671 | 6.7437 | 6.7388 | 6.7003 | 6.6958 | 6.7434 | 6.7936 | 6.7794 | 6.8396 | 6.8359 | 6.919
43 | Must Run Generation (excluding wind/PV/run of river)
44 | Run of river generation (Must Run) |  |  | 3.3705 | 3.2109 | 3.2109 | 3.2109 | 3.2109 | 3.036 | 3.036 | 3.036 | 3.036 | 3.036 | 2.7634 | 2.8524 | 2.8524 | 2.8524 | 2.5838 | 2.5838 | 2.5838 | 2.5838
45 | Downward balancing reserves (FCR, FRR) |  |  | 0.436 | 0.436 | 0.436 | 0.436 | 0.436 | 0.436 | 0.436 | 0.436 | 0.436 | 0.436 | 0.436 | 0.436 | 0.436 | 0.436 | 0.436 | 0.436 | 0.436 | 0.436
46 | Pumping Storage Capacity available (Power) |  |  | 2.5597 | 2.5597 | 2.5597 | 2.5597 | 2.5597 | 2.5597 | 2.5597 | 2.5597 | 2.5597 | 2.5597 | 2.5597 | 2.5597 | 2.5597 | 2.5597 | 2.5597 | 2.5597 | 2.5597 | 2.5597
47a | Highest expected onshore wind generation running |  |  | 2.0454 | 2.1698 | 1.9845 | 1.9674 | 1.9224 | 1.8565 | 1.9661 | 1.9335 | 1.8741 | 1.7196 | 1.5627 | 1.6819 | 1.9535 | 2.004 | 2.0585 | 1.8567 | 1.8925 | 1.9029
47b | Highest expected offshore wind generation running |  |  | 0 | 0 | 0 | 0 | 0 | 0 | 0 | 0 | 0 | 0 | 0 | 0 | 0 | 0 | 0 | 0 | 0 | 0
48 | Highest expected solar PV running |  |  | 0.77212 | 0.76299 | 0.75793 | 0.75961 | 0.75681 | 0.7538 | 0.75163 | 0.7559 | 0.75191 | 0.746 | 0.74048 | 0.73946 | 0.73221 | 0.72302 | 0.70878 | 0.69074 | 0.68323 | 0.67396
49 | DOWNWARD REGULATION CAPABILITIES: 49 = (42+46)-(43+44+45+47a+47b+48a+48b) |  |  | 2.6434 | 2.6279 | 2.8313 | 2.8811 | 2.8561 | 3.1212 | 3.0499 | 3.0654 | 3.2054 | 3.3609 | 3.7575 | 3.5458 | 3.3291 | 3.338 | 3.5521 | 3.8321 | 3.8002 | 3.8821
PART Fbis: ADDITIONAL INFORMATION FOR INTERCONNECTORS
Transportable capacity at daytime minimum demand conditions (high wind and high solar conditions)
50 | Simultaneous importable capacity |  | From | 8.85 | 8.85 | 8.85 | 8.85 | 8.85 | 8.85 | 8.85 | 8.85 | 8.85 | 8.85 | 8.85 | 8.85 | 8.85 | 8.85 | 8.85 | 8.85 | 8.85 | 8.85
51 | Simultaneous exportable capacity |  | To | 9.04 | 9.04 | 9.04 | 9.04 | 9.04 | 9.04 | 9.04 | 9.04 | 9.04 | 9.04 | 9.04 | 9.04 | 9.04 | 9.04 | 9.04 | 9.04 | 9.04 | 9.04

## AL
Summer Outlook Report 2019
| Power Data (all entries are assumed to be >0) |  |  | Countrycode: |  | AL | [6 empty] | Heating if temperature below: | 17 |  |  |  | Cooling if temperature above: | 23.5
| (Net values in GW, at a synchronous time every week) |  |  | Countryname: |  | Albania | [6 empty] | Heating saturation temperature: | -14 |  |  |  | Cooling saturation temperature: | not detected
[13 empty] | Temperature sensitivity in heating [MW/ ͦC] | -24 |  |  |  | Temperature sensitivity in cooling [MW/ ͦC] | 19
| The peak dates are related to Wednesday of each week |  |  | 2019-05-29 | 2019-06-05 | 2019-06-12 | 2019-06-19 | 2019-06-26 | 2019-07-03 | 2019-07-10 | 2019-07-17 | 2019-07-24 | 2019-07-31 | 2019-08-07 | 2019-08-14 | 2019-08-21 | 2019-08-28 | 2019-09-04 | 2019-09-11 | 2019-09-18 | 2019-09-25
| WEEK |  |  | 22 | 23 | 24 | 25 | 26 | 27 | 28 | 29 | 30 | 31 | 32 | 33 | 34 | 35 | 36 | 37 | 38 | 39
| Time (CET for winter, but CEST last week; CEST for summer) |  |  | 19:00 | 19:00 | 19:00 | 19:00 | 19:00 | 19:00 | 19:00 | 19:00 | 19:00 | 19:00 | 19:00 | 19:00 | 19:00 | 19:00 | 19:00 | 19:00 | 19:00 | 19:00
Line | PART A : INDIGENOUS NATIONAL GENERATION | Severe conditions Average Forced Outage Rate | Normal conditions Average Forced Outage Rate
Net generating capacity:
1 | Nuclear Power | 0% | 0% | 0 | 0 | 0 | 0 | 0 | 0 | 0 | 0 | 0 | 0 | 0 | 0 | 0 | 0 | 0 | 0 | 0 | 0
2 | Fossil Fuels |  |  | 0.09 | 0.09 | 0.09 | 0.09 | 0.09 | 0.09 | 0.09 | 0.09 | 0.09 | 0.09 | 0.09 | 0.09 | 0.09 | 0.09 | 0.09 | 0.09 | 0.09 | 0.09
2a | of which Lignite | 0% | 0% | 0 | 0 | 0 | 0 | 0 | 0 | 0 | 0 | 0 | 0 | 0 | 0 | 0 | 0 | 0 | 0 | 0 | 0
2b | of which Hard Coal | 0% | 0% | 0 | 0 | 0 | 0 | 0 | 0 | 0 | 0 | 0 | 0 | 0 | 0 | 0 | 0 | 0 | 0 | 0 | 0
2c | of which Gas | 0% | 0% | 0 | 0 | 0 | 0 | 0 | 0 | 0 | 0 | 0 | 0 | 0 | 0 | 0 | 0 | 0 | 0 | 0 | 0
2d | of which Oil | 9% | 9% | 0.09 | 0.09 | 0.09 | 0.09 | 0.09 | 0.09 | 0.09 | 0.09 | 0.09 | 0.09 | 0.09 | 0.09 | 0.09 | 0.09 | 0.09 | 0.09 | 0.09 | 0.09
2e | of which Oil Shale | 0% | 0% | 0 | 0 | 0 | 0 | 0 | 0 | 0 | 0 | 0 | 0 | 0 | 0 | 0 | 0 | 0 | 0 | 0 | 0
2f | of which Fossil Peat | 0% | 0% | 0 | 0 | 0 | 0 | 0 | 0 | 0 | 0 | 0 | 0 | 0 | 0 | 0 | 0 | 0 | 0 | 0 | 0
3 | Renewable Energy Sources (other than hydro) |  |  | 0 | 0 | 0 | 0 | 0 | 0 | 0 | 0 | 0 | 0 | 0 | 0 | 0 | 0 | 0 | 0 | 0 | 0
3a | of which onshore wind | 0% | 0% | 0 | 0 | 0 | 0 | 0 | 0 | 0 | 0 | 0 | 0 | 0 | 0 | 0 | 0 | 0 | 0 | 0 | 0
3b | of which offshore wind | 0% | 0% | 0 | 0 | 0 | 0 | 0 | 0 | 0 | 0 | 0 | 0 | 0 | 0 | 0 | 0 | 0 | 0 | 0 | 0
3c | of which Solar (PV) | 0% | 0% | 0 | 0 | 0 | 0 | 0 | 0 | 0 | 0 | 0 | 0 | 0 | 0 | 0 | 0 | 0 | 0 | 0 | 0
3d | of which Biomass | 0% | 0% | 0 | 0 | 0 | 0 | 0 | 0 | 0 | 0 | 0 | 0 | 0 | 0 | 0 | 0 | 0 | 0 | 0 | 0
3e | of which other RES (e.g. tidal, wave, geothermal, RES waste, CSP) | 0% | 0% | 0 | 0 | 0 | 0 | 0 | 0 | 0 | 0 | 0 | 0 | 0 | 0 | 0 | 0 | 0 | 0 | 0 | 0
4a | Hydro Run of River and Reservoir | 7% | 5% | 1.8 | 1.8 | 1.8 | 1.8 | 1.8 | 1.8 | 1.8 | 1.8 | 1.8 | 1.8 | 1.8 | 1.8 | 1.8 | 1.8 | 1.8 | 1.8 | 1.8 | 1.8
4b | Hydro pumping | 0% | 0% | 0 | 0 | 0 | 0 | 0 | 0 | 0 | 0 | 0 | 0 | 0 | 0 | 0 | 0 | 0 | 0 | 0 | 0
5 | Other non-RES (e.g. CHP non-renewable, waste non-renewable) | 0% | 0% | 0 | 0 | 0 | 0 | 0 | 0 | 0 | 0 | 0 | 0 | 0 | 0 | 0 | 0 | 0 | 0 | 0 | 0
6 | Total Net generating capacity (6 = 1+2+3+4a+4b+5) |  |  | 1.89 | 1.89 | 1.89 | 1.89 | 1.89 | 1.89 | 1.89 | 1.89 | 1.89 | 1.89 | 1.89 | 1.89 | 1.89 | 1.89 | 1.89 | 1.89 | 1.89 | 1.89
7 | Maintenance & Overhauls (planned outages) |  |  | 0.09 | 0.09 | 0.09 | 0.09 | 0.09 | 0.09 | 0.09 | 0.09 | 0.09 | 0.09 | 0.09 | 0.09 | 0.09 | 0.09 | 0.09 | 0.09 | 0.09 | 0.09
7a | Nuclear Power |  |  | 0 | 0 | 0 | 0 | 0 | 0 | 0 | 0 | 0 | 0 | 0 | 0 | 0 | 0 | 0 | 0 | 0 | 0
7b | Lignite |  |  | 0 | 0 | 0 | 0 | 0 | 0 | 0 | 0 | 0 | 0 | 0 | 0 | 0 | 0 | 0 | 0 | 0 | 0
7c | Hard Coal |  |  | 0 | 0 | 0 | 0 | 0 | 0 | 0 | 0 | 0 | 0 | 0 | 0 | 0 | 0 | 0 | 0 | 0 | 0
7d | Gas |  |  | 0 | 0 | 0 | 0 | 0 | 0 | 0 | 0 | 0 | 0 | 0 | 0 | 0 | 0 | 0 | 0 | 0 | 0
7e | Oil |  |  | 0.09 | 0.09 | 0.09 | 0.09 | 0.09 | 0.09 | 0.09 | 0.09 | 0.09 | 0.09 | 0.09 | 0.09 | 0.09 | 0.09 | 0.09 | 0.09 | 0.09 | 0.09
7f | Oil Shale |  |  | 0 | 0 | 0 | 0 | 0 | 0 | 0 | 0 | 0 | 0 | 0 | 0 | 0 | 0 | 0 | 0 | 0 | 0
7g | Fossil Peat |  |  | 0 | 0 | 0 | 0 | 0 | 0 | 0 | 0 | 0 | 0 | 0 | 0 | 0 | 0 | 0 | 0 | 0 | 0
7h | Onshore Wind |  |  | 0 | 0 | 0 | 0 | 0 | 0 | 0 | 0 | 0 | 0 | 0 | 0 | 0 | 0 | 0 | 0 | 0 | 0
7i | Offshore Wind |  |  | 0 | 0 | 0 | 0 | 0 | 0 | 0 | 0 | 0 | 0 | 0 | 0 | 0 | 0 | 0 | 0 | 0 | 0
7j | Solar (PV) |  |  | 0 | 0 | 0 | 0 | 0 | 0 | 0 | 0 | 0 | 0 | 0 | 0 | 0 | 0 | 0 | 0 | 0 | 0
7k | Biomass |  |  | 0 | 0 | 0 | 0 | 0 | 0 | 0 | 0 | 0 | 0 | 0 | 0 | 0 | 0 | 0 | 0 | 0 | 0
7l | other RES (apart from hydro, including tidal, wave, geothermal, waste renewable, CSP,…) |  |  | 0 | 0 | 0 | 0 | 0 | 0 | 0 | 0 | 0 | 0 | 0 | 0 | 0 | 0 | 0 | 0 | 0 | 0
7m | Hydro Run of River and Reservoir |  |  | 0 | 0 | 0 | 0 | 0 | 0 | 0 | 0 | 0 | 0 | 0 | 0 | 0 | 0 | 0 | 0 | 0 | 0
7n | Hydro pumping |  |  | 0 | 0 | 0 | 0 | 0 | 0 | 0 | 0 | 0 | 0 | 0 | 0 | 0 | 0 | 0 | 0 | 0 | 0
7o | Other non-RES (incl. not clearly identifiable energy sources) |  |  | 0 | 0 | 0 | 0 | 0 | 0 | 0 | 0 | 0 | 0 | 0 | 0 | 0 | 0 | 0 | 0 | 0 | 0
PART B : DATA FOR NORMAL CONDITIONS
8 | Non-usable capacity at reference point (all power stations including mothballed, authorization & technical & legal constraints, energy source unavailability etc. ) |  |  | 0.99 | 1.04 | 1.04 | 1.09 | 1.09 | 1.09 | 1.09 | 1.09 | 1.09 | 1.09 | 1.09 | 1.09 | 1.09 | 1.09 | 1.09 | 1.09 | 1.09 | 1.09
8a | of which nuclear |  |  | 0 | 0 | 0 | 0 | 0 | 0 | 0 | 0 | 0 | 0 | 0 | 0 | 0 | 0 | 0 | 0 | 0 | 0
8b | of which Lignite |  |  | 0 | 0 | 0 | 0 | 0 | 0 | 0 | 0 | 0 | 0 | 0 | 0 | 0 | 0 | 0 | 0 | 0 | 0
8c | of which Hard Coal |  |  | 0 | 0 | 0 | 0 | 0 | 0 | 0 | 0 | 0 | 0 | 0 | 0 | 0 | 0 | 0 | 0 | 0 | 0
8d | of which Gas |  |  | 0 | 0 | 0 | 0 | 0 | 0 | 0 | 0 | 0 | 0 | 0 | 0 | 0 | 0 | 0 | 0 | 0 | 0
8e | of which Oil |  |  | 0 | 0 | 0 | 0 | 0 | 0 | 0 | 0 | 0 | 0 | 0 | 0 | 0 | 0 | 0 | 0 | 0 | 0
8f | of which Oil Shale |  |  | 0 | 0 | 0 | 0 | 0 | 0 | 0 | 0 | 0 | 0 | 0 | 0 | 0 | 0 | 0 | 0 | 0 | 0
8g | of which Fossil Peat |  |  | 0 | 0 | 0 | 0 | 0 | 0 | 0 | 0 | 0 | 0 | 0 | 0 | 0 | 0 | 0 | 0 | 0 | 0
8h | of which onshore wind |  |  | 0 | 0 | 0 | 0 | 0 | 0 | 0 | 0 | 0 | 0 | 0 | 0 | 0 | 0 | 0 | 0 | 0 | 0
8i | of which offshore wind |  |  | 0 | 0 | 0 | 0 | 0 | 0 | 0 | 0 | 0 | 0 | 0 | 0 | 0 | 0 | 0 | 0 | 0 | 0
8j | of which Solar |  |  | 0 | 0 | 0 | 0 | 0 | 0 | 0 | 0 | 0 | 0 | 0 | 0 | 0 | 0 | 0 | 0 | 0 | 0
8k | of which Biomass |  |  | 0 | 0 | 0 | 0 | 0 | 0 | 0 | 0 | 0 | 0 | 0 | 0 | 0 | 0 | 0 | 0 | 0 | 0
8l | of which other RES (apart from hydro) |  |  | 0 | 0 | 0 | 0 | 0 | 0 | 0 | 0 | 0 | 0 | 0 | 0 | 0 | 0 | 0 | 0 | 0 | 0
8m | Hydro Run of River and Reservoir |  |  | 0.99 | 1.04 | 1.04 | 1.09 | 1.09 | 1.09 | 1.09 | 1.09 | 1.09 | 1.09 | 1.09 | 1.09 | 1.09 | 1.09 | 1.09 | 1.09 | 1.09 | 1.09
8n | Hydro pumping |  |  | 0 | 0 | 0 | 0 | 0 | 0 | 0 | 0 | 0 | 0 | 0 | 0 | 0 | 0 | 0 | 0 | 0 | 0
8o | of which other non-RES (incl. not clearly identifiable energy sources) |  |  | 0 | 0 | 0 | 0 | 0 | 0 | 0 | 0 | 0 | 0 | 0 | 0 | 0 | 0 | 0 | 0 | 0 | 0
9 | Available capacity (9 = 6 - (7 + 8)) |  |  | 0.81 | 0.76 | 0.76 | 0.71 | 0.71 | 0.71 | 0.71 | 0.71 | 0.71 | 0.71 | 0.71 | 0.71 | 0.71 | 0.71 | 0.71 | 0.71 | 0.71 | 0.71
10 | Outages: average expected value (all power stations) |  |  | 0.0405 | 0.038 | 0.038 | 0.0355 | 0.0355 | 0.0355 | 0.0355 | 0.0355 | 0.0355 | 0.0355 | 0.0355 | 0.0355 | 0.0355 | 0.0355 | 0.0355 | 0.0355 | 0.0355 | 0.0355
11 | System services reserve (one hour ahead of real time) |  |  | 0.07 | 0.07 | 0.07 | 0.07 | 0.07 | 0.07 | 0.07 | 0.07 | 0.07 | 0.07 | 0.07 | 0.07 | 0.07 | 0.07 | 0.07 | 0.07 | 0.07 | 0.07
12 | Reliably available capacity (12 = 9 - (10 + 11)) |  |  | 0.6995 | 0.652 | 0.652 | 0.6045 | 0.6045 | 0.6045 | 0.6045 | 0.6045 | 0.6045 | 0.6045 | 0.6045 | 0.6045 | 0.6045 | 0.6045 | 0.6045 | 0.6045 | 0.6045 | 0.6045
13 | Demand at reference point in time |  |  | 0.94 | 0.94 | 0.98 | 0.98 | 0.99 | 0.99 | 1.03 | 1.07 | 1.08 | 1.1 | 1.1 | 1 | 1 | 0.98 | 0.98 | 0.97 | 0.97 | 0.97
13b | Population average daily (24h) temperature (degrees Celsius) |  |  | 21.0041 | 21.9419 | 22.7976 | 23.5575 | 24.2095 | 24.7428 | 25.148 | 25.4174 | 25.545 | 25.5268 | 25.3606 | 25.0466 | 24.5868 | 23.9855 | 23.249 | 22.3862 | 21.4078 | 20.3271
14a | Load reduction / demand side response available at reference point in time |  |  | 0 | 0 | 0 | 0 | 0 | 0 | 0 | 0 | 0 | 0 | 0 | 0 | 0 | 0 | 0 | 0 | 0 | 0
14b | Strategic reserves available at reference point in time |  |  | 0 | 0 | 0 | 0 | 0 | 0 | 0 | 0 | 0 | 0 | 0 | 0 | 0 | 0 | 0 | 0 | 0 | 0
15 | Net weekly load at reference point in time (15 = 13-14a) |  |  | 0.94 | 0.94 | 0.98 | 0.98 | 0.99 | 0.99 | 1.03 | 1.07 | 1.08 | 1.1 | 1.1 | 1 | 1 | 0.98 | 0.98 | 0.97 | 0.97 | 0.97
16 | Remaining capacity at reference point in time (16 = 12- 15) |  |  | -0.2405 | -0.288 | -0.328 | -0.3755 | -0.3855 | -0.3855 | -0.4255 | -0.4655 | -0.4755 | -0.4955 | -0.4955 | -0.3955 | -0.3955 | -0.3755 | -0.3755 | -0.3655 | -0.3655 | -0.3655
B1 | Weekly peak load (unrestricted reference point in time) |  |  | 0.98 | 0.98 | 1.02 | 1.02 | 1.03 | 1.03 | 1.07 | 1.12 | 1.12 | 1.17 | 1.17 | 1.07 | 1.07 | 1.02 | 1.02 | 1.02 | 1.04 | 1.04
B2 | Daily hour of expected weekly peak load (CET for winter, but CEST for last week; CEST for summer) |  |  | 21 | 21 | 21 | 21 | 21 | 22 | 22 | 22 | 22 | 22 | 21 | 21 | 21 | 21 | 20 | 20 | 20 | 20
.
PART C : DATA FOR SEVERE CONDITIONS
17 | Non-usable capacity at reference point (all power stations including mothballed, authorization & technical & legal constraints, energy source unavailability etc. ) |  |  | 1 | 1.05 | 1.05 | 1.15 | 1.15 | 1.15 | 1.15 | 1.15 | 1.15 | 1.15 | 1.15 | 1.15 | 1.1 | 1.1 | 1.1 | 1.1 | 1.1 | 1.1
17a | of which nuclear |  |  | 0 | 0 | 0 | 0 | 0 | 0 | 0 | 0 | 0 | 0 | 0 | 0 | 0 | 0 | 0 | 0 | 0 | 0
17b | of which Lignite |  |  | 0 | 0 | 0 | 0 | 0 | 0 | 0 | 0 | 0 | 0 | 0 | 0 | 0 | 0 | 0 | 0 | 0 | 0
17c | of which Hard Coal |  |  | 0 | 0 | 0 | 0 | 0 | 0 | 0 | 0 | 0 | 0 | 0 | 0 | 0 | 0 | 0 | 0 | 0 | 0
17d | of which Gas |  |  | 0 | 0 | 0 | 0 | 0 | 0 | 0 | 0 | 0 | 0 | 0 | 0 | 0 | 0 | 0 | 0 | 0 | 0
17e | of which Oil |  |  | 0 | 0 | 0 | 0 | 0 | 0 | 0 | 0 | 0 | 0 | 0 | 0 | 0 | 0 | 0 | 0 | 0 | 0
17f | of which Oil Shale |  |  | 0 | 0 | 0 | 0 | 0 | 0 | 0 | 0 | 0 | 0 | 0 | 0 | 0 | 0 | 0 | 0 | 0 | 0
17g | of which Fossil Peat |  |  | 0 | 0 | 0 | 0 | 0 | 0 | 0 | 0 | 0 | 0 | 0 | 0 | 0 | 0 | 0 | 0 | 0 | 0
17h | of which onshore wind |  |  | 0 | 0 | 0 | 0 | 0 | 0 | 0 | 0 | 0 | 0 | 0 | 0 | 0 | 0 | 0 | 0 | 0 | 0
17i | of which offshore wind |  |  | 0 | 0 | 0 | 0 | 0 | 0 | 0 | 0 | 0 | 0 | 0 | 0 | 0 | 0 | 0 | 0 | 0 | 0
17j | of which Solar |  |  | 0 | 0 | 0 | 0 | 0 | 0 | 0 | 0 | 0 | 0 | 0 | 0 | 0 | 0 | 0 | 0 | 0 | 0
17k | of which Biomass |  |  | 0 | 0 | 0 | 0 | 0 | 0 | 0 | 0 | 0 | 0 | 0 | 0 | 0 | 0 | 0 | 0 | 0 | 0
17l | of which other RES (apart from hydro) |  |  | 0 | 0 | 0 | 0 | 0 | 0 | 0 | 0 | 0 | 0 | 0 | 0 | 0 | 0 | 0 | 0 | 0 | 0
17m | Hydro Run of River and Reservoir |  |  | 1 | 1.05 | 1.05 | 1.15 | 1.15 | 1.15 | 1.15 | 1.15 | 1.15 | 1.15 | 1.15 | 1.15 | 1.1 | 1.1 | 1.1 | 1.1 | 1.1 | 1.1
17n | Hydro pumping |  |  | 0 | 0 | 0 | 0 | 0 | 0 | 0 | 0 | 0 | 0 | 0 | 0 | 0 | 0 | 0 | 0 | 0 | 0
17o | of which other non-RES (incl. not clearly identifiable energy sources) |  |  | 0 | 0 | 0 | 0 | 0 | 0 | 0 | 0 | 0 | 0 | 0 | 0 | 0 | 0 | 0 | 0 | 0 | 0
18 | Available capacity (18 = 6 - (7 + 17)) |  |  | 0.8 | 0.75 | 0.75 | 0.65 | 0.65 | 0.65 | 0.65 | 0.65 | 0.65 | 0.65 | 0.65 | 0.65 | 0.7 | 0.7 | 0.7 | 0.7 | 0.7 | 0.7
19 | Outages: average expected value (all power stations) under SEVERE conditions |  |  | 0.05 | 0.0525 | 0.0525 | 0.0455 | 0.0455 | 0.0455 | 0.0455 | 0.0455 | 0.0455 | 0.0455 | 0.0455 | 0.0455 | 0.049 | 0.049 | 0.049 | 0.049 | 0.049 | 0.049
20 | System services reserve (one hour ahead of real time) under SEVERE conditions |  |  | 0.07 | 0.07 | 0.07 | 0.07 | 0.07 | 0.07 | 0.07 | 0.07 | 0.07 | 0.07 | 0.07 | 0.07 | 0.07 | 0.07 | 0.07 | 0.07 | 0.07 | 0.07
21 | Reliably available capacity under SEVERE conditions (21 = 18 - (19 + 20)) |  |  | 0.68 | 0.6275 | 0.6275 | 0.5345 | 0.5345 | 0.5345 | 0.5345 | 0.5345 | 0.5345 | 0.5345 | 0.5345 | 0.5345 | 0.581 | 0.581 | 0.581 | 0.581 | 0.581 | 0.581
22 | Demand at reference point in time under SEVERE conditions (one in 20 year) |  |  | 1 | 1 | 1.02 | 1.03 | 1.03 | 1.03 | 1.07 | 1.1 | 1.1 | 1.13 | 1.12 | 1.09 | 1.1 | 1.05 | 1.05 | 1.02 | 1.02 | 1.02
23a | Load reduction / demand side response available at reference point in time under SEVERE conditions |  |  | 0 | 0 | 0 | 0 | 0 | 0 | 0 | 0 | 0 | 0 | 0 | 0 | 0 | 0 | 0 | 0 | 0 | 0
23b | Strategic reserves available at reference point in time under SEVERE conditions |  |  | 0 | 0 | 0 | 0 | 0 | 0 | 0 | 0 | 0 | 0 | 0 | 0 | 0 | 0 | 0 | 0 | 0 | 0
24 | Net weekly peak load for SEVERE conditions (24 = 22-23a) |  |  | 1 | 1 | 1.02 | 1.03 | 1.03 | 1.03 | 1.07 | 1.1 | 1.1 | 1.13 | 1.12 | 1.09 | 1.1 | 1.05 | 1.05 | 1.02 | 1.02 | 1.02
25 | Remaining capacity for SEVERE conditions (25 = 21-24) |  |  | -0.32 | -0.3725 | -0.3925 | -0.4955 | -0.4955 | -0.4955 | -0.5355 | -0.5655 | -0.5655 | -0.5955 | -0.5855 | -0.5555 | -0.519 | -0.469 | -0.469 | -0.439 | -0.439 | -0.439
C1 | Weekly peak load under SEVERE conditions (unrestricted reference point in time) |  |  | 1.05 | 1.06 | 1.06 | 1.07 | 1.1 | 1.1 | 1.12 | 1.16 | 1.16 | 1.22 | 1.22 | 1.12 | 1.15 | 1.1 | 1.1 | 1.09 | 1.09 | 1.08
C2 | Daily hour of expected weekly peak load (CET for winter, but CEST for last week; CEST for summer) |  |  | 21 | 21 | 21 | 21 | 21 | 22 | 22 | 22 | 22 | 22 | 21 | 21 | 21 | 21 | 20 | 20 | 20 | 20
PART D: ADDITIONAL INFORMATION FOR INTERCONNECTORS (at synchronous peak)
31 | Simultaneous importable capacity |  | From | 0.95 | 0.95 | 0.95 | 0.95 | 0.95 | 0.95 | 0.95 | 0.95 | 0.95 | 0.95 | 0.95 | 0.95 | 0.95 | 0.95 | 0.95 | 0.95 | 0.95 | 0.95
32 | Simultaneous exportable capacity |  | To | 0.95 | 0.95 | 0.95 | 0.95 | 0.95 | 0.95 | 0.95 | 0.95 | 0.95 | 0.95 | 0.95 | 0.95 | 0.95 | 0.95 | 0.95 | 0.95 | 0.95 | 0.95
| The off-peak dates are related to Sunday of each week |  |  | 2019-06-02 | 2019-06-09 | 2019-06-16 | 2019-06-23 | 2019-06-30 | 2019-07-07 | 2019-07-14 | 2019-07-21 | 2019-07-28 | 2019-08-04 | 2019-08-11 | 2019-08-18 | 2019-08-25 | 2019-09-01 | 2019-09-08 | 2019-09-15 | 2019-09-22 | 2019-09-29
| WEEK |  |  | 22 | 23 | 24 | 25 | 26 | 27 | 28 | 29 | 30 | 31 | 32 | 33 | 34 | 35 | 36 | 37 | 38 | 39
| Time (CET for winter, but CEST for last week of winter; CEST for summer) |  |  | 5:00 | 5:00 | 5:00 | 5:00 | 5:00 | 5:00 | 5:00 | 5:00 | 5:00 | 5:00 | 5:00 | 5:00 | 5:00 | 5:00 | 5:00 | 5:00 | 5:00 | 5:00
PART E: ADDITIONAL INFORMATION FOR NIGHT MIN DEMAND CONDITIONS
33 | Weekly Minimum Demand (overnight valley minimum) |  |  | 0.45 | 0.44 | 0.44 | 0.43 | 0.45 | 0.46 | 0.47 | 0.47 | 0.48 | 0.48 | 0.48 | 0.48 | 0.48 | 0.48 | 0.48 | 0.48 | 0.49 | 0.49
34 | Must Run Generation (excluding wind/run of river) |  |  | 0 | 0 | 0 | 0 | 0 | 0 | 0 | 0 | 0 | 0 | 0 | 0 | 0 | 0 | 0 | 0 | 0 | 0
35 | Run of river generation (Must Run) |  |  | 0.07 | 0.07 | 0.07 | 0.07 | 0.07 | 0.07 | 0.07 | 0.07 | 0.07 | 0.07 | 0.07 | 0.07 | 0.07 | 0.07 | 0.07 | 0.07 | 0.07 | 0.07
36 | Downward balancing reserves (FCR, FRR) |  |  | 0.04 | 0.04 | 0.04 | 0.04 | 0.04 | 0.04 | 0.04 | 0.04 | 0.04 | 0.04 | 0.04 | 0.04 | 0.04 | 0.04 | 0.04 | 0.04 | 0.04 | 0.04
37 | Pumping Storage Capacity available (Power) |  |  | 0 | 0 | 0 | 0 | 0 | 0 | 0 | 0 | 0 | 0 | 0 | 0 | 0 | 0 | 0 | 0 | 0 | 0
38a | Highest expected onshore wind generation running |  |  | 0 | 0 | 0 | 0 | 0 | 0 | 0 | 0 | 0 | 0 | 0 | 0 | 0 | 0 | 0 | 0 | 0 | 0
38b | Highest expected offshore wind generation running |  |  | 0 | 0 | 0 | 0 | 0 | 0 | 0 | 0 | 0 | 0 | 0 | 0 | 0 | 0 | 0 | 0 | 0 | 0
39 | DOWNWARD REGULATION CAPABILITIES: 39 = (33+37)-(34+35+36+38a+38b)) |  |  | 0.34 | 0.33 | 0.33 | 0.32 | 0.34 | 0.35 | 0.36 | 0.36 | 0.37 | 0.37 | 0.37 | 0.37 | 0.37 | 0.37 | 0.37 | 0.37 | 0.38 | 0.38
PART Ebis: ADDITIONAL INFORMATION FOR INTERCONNECTORS
Transportable capacity at night minimum demand conditions (high wind conditions)
40 | Simultaneous importable capacity |  | From | 0.95 | 0.95 | 0.95 | 0.95 | 0.95 | 0.95 | 0.95 | 0.95 | 0.95 | 0.95 | 0.95 | 0.95 | 0.95 | 0.95 | 0.95 | 0.95 | 0.95 | 0.95
41 | Simultaneous exportable capacity |  | To | 0.95 | 0.95 | 0.95 | 0.95 | 0.95 | 0.95 | 0.95 | 0.95 | 0.95 | 0.95 | 0.95 | 0.95 | 0.95 | 0.95 | 0.95 | 0.95 | 0.95 | 0.95
| Time (CET for winter, but CEST for last week of winter; CEST for summer) |  |  | 11:00 | 11:00 | 11:00 | 11:00 | 11:00 | 11:00 | 11:00 | 11:00 | 11:00 | 11:00 | 11:00 | 11:00 | 11:00 | 11:00 | 11:00 | 11:00 | 11:00 | 11:00
PART F: ADDITIONAL INFORMATION FOR DAYTIME MIN DEMAND CONDITIONS
42 | Weekly Minimum Daytime Demand (Sunday low peak + solar) |  |  | 0.8 | 0.82 | 0.8 | 0.85 | 0.85 | 0.86 | 0.89 | 0.9 | 0.91 | 0.88 | 0.87 | 0.87 | 0.86 | 0.87 | 0.86 | 0.855 | 0.845 | 0.85
43 | Must Run Generation (excluding wind/PV/run of river) |  |  | 0 | 0 | 0 | 0 | 0 | 0 | 0 | 0 | 0 | 0 | 0 | 0 | 0 | 0 | 0 | 0 | 0 | 0
44 | Run of river generation (Must Run) |  |  | 0.07 | 0.07 | 0.07 | 0.07 | 0.07 | 0.07 | 0.07 | 0.07 | 0.07 | 0.07 | 0.07 | 0.07 | 0.07 | 0.07 | 0.07 | 0.07 | 0.07 | 0.07
45 | Downward balancing reserves (FCR, FRR) |  |  | 0.4 | 0.4 | 0.4 | 0.4 | 0.4 | 0.4 | 0.4 | 0.4 | 0.4 | 0.4 | 0.4 | 0.4 | 0.4 | 0.4 | 0.4 | 0.4 | 0.4 | 0.4
46 | Pumping Storage Capacity available (Power) |  |  | 0 | 0 | 0 | 0 | 0 | 0 | 0 | 0 | 0 | 0 | 0 | 0 | 0 | 0 | 0 | 0 | 0 | 0
47a | Highest expected onshore wind generation running |  |  | 0 | 0 | 0 | 0 | 0 | 0 | 0 | 0 | 0 | 0 | 0 | 0 | 0 | 0 | 0 | 0 | 0 | 0
47b | Highest expected offshore wind generation running |  |  | 0 | 0 | 0 | 0 | 0 | 0 | 0 | 0 | 0 | 0 | 0 | 0 | 0 | 0 | 0 | 0 | 0 | 0
48 | Highest expected solar PV running |  |  | 0 | 0 | 0 | 0 | 0 | 0 | 0 | 0 | 0 | 0 | 0 | 0 | 0 | 0 | 0 | 0 | 0 | 0
49 | DOWNWARD REGULATION CAPABILITIES: 49 = (42+46)-(43+44+45+47a+47b+48a+48b) |  |  | 0.33 | 0.35 | 0.33 | 0.38 | 0.38 | 0.39 | 0.42 | 0.43 | 0.44 | 0.41 | 0.4 | 0.4 | 0.39 | 0.4 | 0.39 | 0.385 | 0.375 | 0.38
PART Fbis: ADDITIONAL INFORMATION FOR INTERCONNECTORS
Transportable capacity at daytime minimum demand conditions (high wind and high solar conditions)
50 | Simultaneous importable capacity |  | From | 0.95 | 0.95 | 0.95 | 0.95 | 0.95 | 0.95 | 0.95 | 0.95 | 0.95 | 0.95 | 0.95 | 0.95 | 0.95 | 0.95 | 0.95 | 0.95 | 0.95 | 0.95
51 | Simultaneous exportable capacity |  | To | 0.95 | 0.95 | 0.95 | 0.95 | 0.95 | 0.95 | 0.95 | 0.95 | 0.95 | 0.95 | 0.95 | 0.95 | 0.95 | 0.95 | 0.95 | 0.95 | 0.95 | 0.95