## Capacities (GW)
Technology Group | Technology group (dataset) | AL00 | AT00 | BA00 | BE00 | BG00 | CH00 | CY00 | CZ00 | DE00 | DEKF | DKE1 | DKKF | DKW1 | EE00 | ES00 | FI00 | FR00 | GR00 | GR03 | HR00 | HU00 | IE00 | ITCA | ITCN | ITCS | ITN1 | ITS1 | ITSA | ITSI | LT00 | LUG1 | LUV1 | LV00 | ME00 | MK00 | MT00 | NL00 | NOM1 | NON1 | NOS0 | PL00 | PT00 | RO00 | RS00 | SE01 | SE02 | SE03 | SE04 | SI00 | SK00 | TR00 | UK00 | UKNI
Thermal* | Nuclear |  |  |  | 4.94 | 2 | 2.93 |  | 4.05 | 4.06 | [5 empty] | 7.12 | 2.79 | 60.14 |  |  |  | 1.9 | [15 empty] | 0.49 | [5 empty] | 1.3 |  |  |  | 6.84 |  | 0.7 | 1.87 |  | 6.71
Thermal* | Hard coal |  | 0.23 |  | 0.56 | 0.13 |  |  | 0.55 | 15.4 |  | 1.23 |  | 2.04 |  | 3.2 | 2.85 | 2.3 |  |  | 0.29 | 0.17 | 0.53 |  |  | 1.87 | 0.88 | 1.82 | 0.97 | [8 empty] | 4.01 |  |  |  | 14.9 |  | 0.22 | [5 empty] | 0.12 | 0.49 | 9.01 | 1.55 | 0.24
Thermal* | Lignite |  |  | 1.89 |  | 3.52 |  |  | 5.53 | 18.19 | [8 empty] | 2 |  |  | 0.41 | 0.2 | [11 empty] | 0.45 | 0.55 | [5 empty] | 7.55 |  | 1.91 | 5.18 |  |  |  |  | 0.54 | 0.36 | 8.3 |  | 0.02
Thermal* | Gas |  | 4.25 |  | 5.56 | 1.28 |  |  | 1.39 | 32.73 |  | 0.5 |  | 1.43 | 0.34 | 23.66 | 0.77 | 7.19 | 5.21 |  | 1.32 | 3.15 | 3.8 | 3.51 | 1.46 | 6.33 | 22.98 | 4.42 | 0.66 | 3.36 | 0.65 |  |  | 1.09 |  | 0.31 | 0.34 | 18.31 |  |  |  | 3.21 | 3.83 | 2.24 | 0.4 |  | 0.05 | 0.32 |  | 0.58 | 0.85 | 24.47 | 32.69 | 1.01
Thermal* | Oil |  | 0.12 |  | 0.16 |  |  | 1.48 |  | 1.94 |  | 0.6 |  | 0.22 | 1.33 |  |  | 1.33 |  | 0.71 | 0.3 | 0.5 | 1.17 |  | 0.02 | 0.08 |  |  |  | 0.87 | [5 empty] | 0.1 | [14 empty] | 0.13 | 0.13 |  | 0.39
Other non-RES* | Other non-RES |  | 0.85 |  | 1.38 |  | 0.56 |  | 2.05 | 1.21 |  |  |  |  | 0.24 | 5.99 | 0.14 | 6.8 |  |  | 0.2 |  |  | 0.02 | 0.89 | 0.87 | 2.87 | 0.8 | 0.31 | 0.55 | 0.11 | 0.09 | [6 empty] | 0.02 | 0.2 | 0.05 | 5.39 | 0.72 | [7 empty] | 0.1 | 0.66 |  | 0.01
Other RES ** | Other RES |  | 0.59 |  | 0.55 | 0.15 | 0.37 | 0.01 | 0.72 | 8.01 |  |  |  | 0.01 | 0.15 | 1.09 | 2.33 | 2.19 | 0.25 |  | 0.34 | 0.13 | 0 | 0.19 | 1.06 | 0.51 | 2.27 | 0.34 | 0.09 | 0.1 | 0.21 | 0.06 |  | 0.14 | 0.03 | 0.03 |  | 0.43 |  | 0 |  | 1.23 | 0.7 | 0.13 | 0.03 | 0.29 | 0.7 | 2.74 | 0.84 | 0.06 | 0.34 | 3.1 | 3.97 | 0.06
Renewables | Hydro | 2.22 | 12 | 2.1 | 1.35 | 3.22 | 17.53 |  | 2.29 | 13.17 | [5 empty] | 20.4 | 3.24 | 26.85 | 3.43 |  | 2.08 | 0.06 | 0.51 | 0.84 | 0.59 | 3.47 | 16.69 | 0.19 | 0.46 | 0.71 | 0.95 | 0.04 | 1.31 | 1.59 | 0.68 | 0.71 |  | 0.04 | 4.4 | 5.94 | 23.4 | 2.34 | 8.22 | 6.34 | 3.05 | 5.44 | 7.65 | 2.29 | 0.24 | 1.31 | 2.45 | 31.47 | 4.05 | 0.01
Renewables | Solar | 0.15 | 3.1 |  | 5.8 | 1.25 | 3.95 | 0.39 | 2.04 | 63.8 |  | 0.47 |  | 1.43 | 0.47 | 19.6 | 0.4 | 13.07 | 4.08 | 0.13 | 0.25 | 3.35 |  | 0.6 | 2.1 | 3.88 | 10.84 | 3.62 | 1.11 | 1.77 | 0.46 | 0.28 |  | 0.02 | 0.01 | 0.03 | 0.21 | 17.81 |  |  | 0.13 | 10.42 | 1.54 | 1.31 | 0.05 | 0.01 | 0.09 | 1.11 | 0.47 | 0.54 | 0.53 | 7.8 |  | 0.3
Renewables | Wind |  | 3.8 | 0.13 | 5.23 | 0.71 | 0.09 | 0.16 | 0.34 | 65.28 | 0.34 | 1.18 | 0.61 | 5.32 | 0.33 | 29.69 | 4.49 | 18.78 | 4.5 | 0.21 | 2.01 | 0.33 | 4.24 | 1.2 | 0.18 | 2.18 | 0.16 | 4.63 | 1.15 | 1.99 | 0.85 | 0.18 |  | 0.07 | 0.15 | 0.04 |  | 8.18 | 2.57 | 1.6 | 2.4 | 8.88 | 5.37 | 2.97 | 0.79 | 2.63 | 5.41 | 3.28 | 1.95 | 0 | 0 | 10.5 | 15.75 | 1.33
DSR | DSR |  | 0.03 |  | 1.19 |  |  |  |  | 1.25 |  |  |  |  | 0.02 |  | 0.78 | 3.6 | 0.01 |  | 0.06 |  | 0.59 | 0.02 | 0.13 | 0.17 | 1.09 | 0.08 | 0.01 | 0.03 | 0 | 0 |  | 0.15 |  |  |  | 0.7 | 1.43 | 1.1 | 3.25 |  |  |  |  | 0.15 | 0.23 | 0.67 | 0.19 | 0.05 |  |  |  | 0.12
Batteries | Batteries |  | 0.01 |  | 0.1 |  |  |  | 0.01 | 3.37 | [6 empty] | 0.07 | 0.47 |  |  |  | 0.01 | 0.46 |  | 0.02 | 0.07 | 0.12 | 0.02 | 0.01 | 0.02 | [7 empty] | 0.07 | [5 empty] | 0 | [5 empty] | 0.05 |  |  | 0.1 | 0.2
Electrolyser | Electrolyser |  | 0.01 | [6 empty] | 0.13 |  | 0.02 |  | 0.01 |  |  | 0.04
* Capacities are reduced in the model by a margin. Please check the "Availability Reduction" sheet.
** Capacities are reduced in the model by a margin.

## Capacity Evolution (MW)
Study Zone | Technology | Date | Commissioning | Decommissioning
BE00 | Hard coal | 2023-02-24 |  | 205
BE00 | Nuclear | 2023-02-01 |  | 1008
DE00 | Gas | 2022-12-31 |  | 4752
DE00 | Gas | 2023-01-01 | 4740
DE00 | Hard coal | 2022-12-31 |  | 736
DE00 | Lignite | 2022-12-31 |  | 1333
DE00 | Lignite | 2023-01-01 | 1211
DKE1 | Gas | 2022-12-31 |  | 60
DKE1 | Gas | 2023-01-01 | 55
DKE1 | Hard coal | 2022-12-31 |  | 11
DKE1 | Oil | 2023-01-01 | 260
DKW1 | Gas | 2022-12-31 |  | 457
DKW1 | Gas | 2023-01-01 | 665
DKW1 | Hard coal | 2022-12-31 |  | 341
DKW1 | Hard coal | 2023-01-01 | 398
DKW1 | Oil | 2022-12-31 |  | 19
DKW1 | Oil | 2023-01-01 | 10
FI00 | Hard coal | 2023-03-31 |  | 210
FI00 | Nuclear | 2022-12-14 | 1600
GR00 | Gas | 2022-12-01 | 825
GR00 | Lignite | 2022-12-01 | 615
HR00 | Gas | 2023-01-01 | 150
HU00 | Gas | 2022-12-31 |  | 973
HU00 | Gas | 2023-01-01 | 1037
ITCS | Gas | 2023-01-31 | 744
ITN1 | Gas | 2022-11-30 | 72
ITN1 | Gas | 2022-12-31 |  | 511
ITN1 | Gas | 2023-03-12 |  | 350
ITN1 | Gas | 2023-03-13 | 368
ITN1 | Hard coal | 2022-12-31 |  | 875
ITS1 | Gas | 2022-11-30 | 90
ITS1 | Hard coal | 2022-12-31 |  | 605
LT00 | Gas | 2023-01-01 | 570
NL00 | Gas | 2022-12-31 |  | 4101
NL00 | Gas | 2023-01-01 | 4000
NL00 | Gas | 2023-03-31 |  | 283
PL00 | Hard coal | 2022-12-31 |  | 420
RS00 | Lignite | 2023-01-01 | 308
SK00 | Hard coal | 2022-12-31 |  | 195
SK00 | Hard coal | 2023-01-01 | 41
SK00 | Nuclear | 2023-01-01 | 439
TR00 | Oil | 2022-12-31 |  | 42

## Outages (GW)
| AT00 | AT00 | AT00 | BA00 | BE00 | BE00 | BE00 | BE00 | BG00 | BG00 | BG00 | BG00 | CH00 | CY00 | CZ00 | CZ00 | CZ00 | CZ00 | DE00 | DE00 | DE00 | DE00 | DE00 | DKE1 | DKE1 | DKE1 | DKW1 | DKW1 | DKW1 | EE00 | EE00 | ES00 | ES00 | ES00 | FI00 | FI00 | FI00 | FR00 | FR00 | FR00 | FR00 | GR00 | GR00 | GR03 | HR00 | HR00 | HR00 | HU00 | HU00 | HU00 | HU00 | HU00 | IE00 | IE00 | IE00 | IE00 | ITCA | ITCN | ITCN | ITCS | ITCS | ITCS | ITN1 | ITN1 | ITS1 | ITS1 | ITSA | ITSA | ITSI | ITSI | LT00 | LV00 | ME00 | MK00 | MK00 | MK00 | MT00 | NL00 | NL00 | NL00 | PL00 | PL00 | PL00 | PT00 | RO00 | RO00 | RO00 | RO00 | RS00 | RS00 | SE02 | SE03 | SE03 | SI00 | SI00 | SI00 | SI00 | SK00 | SK00 | SK00 | SK00 | SK00 | TR00 | TR00 | TR00 | TR00 | UK00 | UK00 | UK00 | UKNI | UKNI | UKNI | UKNI
Day of Date-Hour | Oil | Hard coal | Gas | Lignite | Oil | Hard coal | Gas | Nuclear | Hard coal | Lignite | Gas | Nuclear | Nuclear | Oil | Hard coal | Lignite | Gas | Nuclear | Oil | Hard coal | Lignite | Gas | Nuclear | Oil | Hard coal | Gas | Oil | Hard coal | Gas | Oil | Gas | Hard coal | Gas | Nuclear | Hard coal | Gas | Nuclear | Oil | Hard coal | Gas | Nuclear | Lignite | Gas | Oil | Oil | Hard coal | Gas | Oil | Hard coal | Lignite | Gas | Nuclear | Oil | Hard coal | Lignite | Gas | Gas | Oil | Gas | Oil | Hard coal | Gas | Hard coal | Gas | Hard coal | Gas | Hard coal | Gas | Oil | Gas | Gas | Gas | Lignite | Oil | Lignite | Gas | Gas | Hard coal | Gas | Nuclear | Hard coal | Lignite | Gas | Gas | Hard coal | Lignite | Gas | Nuclear | Lignite | Gas | Gas | Gas | Nuclear | Hard coal | Lignite | Gas | Nuclear | Oil | Hard coal | Lignite | Gas | Nuclear | Oil | Hard coal | Lignite | Gas | Hard coal | Gas | Nuclear | Oil | Hard coal | Lignite | Gas
November 28, 2022 | 0 | 0.225 | 0.47 | 0 | 0 | 0 | 0.059 | 0 | 0 | 0 | 0.197 | 0 | 0 | 0.393 | 0 | 0 | 0 | 0 | 0.052 | 0.144 | 0.477 | 0.05 | 0.409 | 0 | 0 | 0 | 0 | 0 | 0 | 0 | 0.094 | 1.745 | 1.206 | 0 | 0 | 0 | 0 | 0 | 0.578 | 0 | 0 | 0 | 0.81 | 0.06 | 0 | 0 | 0 | 0 | 0.017 | 0 | 0 | 0 | 0.351 | 0 | 0 | 0.165 | 0.112 | 0 | 0 | 0 | 0 | 0.334 | 0 | 0.35 | 0.605 | 1.191 | 0 | 0 | 0 | 0.524 | 0 | 0 | 0 | 0 | 0.15 | 0 | 0.019 | 0 | 0.35 | 0 | 0.414 | 0.934 | 0 | 0.413 | 0 | 0 | 0.026 | 0 | 0 | 0 | 0 | 0 | 1.1 | 0 | 0 | 0 | 0 | 0 | 0 | 0 | 0 | 0 | 0 | 0 | 0.488 | 1.145 | 0.515 | 1.805 | 1.351 | 0 | 0 | 0 | 0
November 29, 2022 | 0 | 0.225 | 0.47 | 0 | 0 | 0 | 0.059 | 0 | 0 | 0 | 0.197 | 0 | 0 | 0.393 | 0 | 0 | 0 | 0 | 0.052 | 0.144 | 0.477 | 0 | 0.409 | 0 | 0 | 0 | 0 | 0 | 0 | 0 | 0.094 | 1.745 | 1.206 | 0 | 0 | 0 | 0 | 0 | 0.578 | 0 | 0 | 0 | 0.81 | 0.06 | 0 | 0 | 0 | 0 | 0.017 | 0 | 0 | 0 | 0.351 | 0 | 0 | 0.165 | 0.112 | 0 | 0 | 0 | 0 | 0.334 | 0 | 0.35 | 0.605 | 1.191 | 0 | 0 | 0 | 0.524 | 0 | 0 | 0 | 0 | 0.15 | 0 | 0.019 | 0 | 0.35 | 0 | 0.414 | 0.934 | 0 | 0.413 | 0 | 0 | 0.026 | 0 | 0 | 0 | 0 | 0 | 1.1 | 0 | 0 | 0 | 0 | 0 | 0 | 0 | 0 | 0 | 0 | 0 | 0.488 | 1.145 | 0.515 | 1.35 | 1.351 | 0 | 0 | 0 | 0
November 30, 2022 | 0 | 0.225 | 0.47 | 0 | 0 | 0 | 0.059 | 0 | 0 | 0 | 0.197 | 0 | 0 | 0.393 | 0 | 0 | 0 | 0 | 0.052 | 0.144 | 0.477 | 0 | 0.409 | 0 | 0 | 0 | 0 | 0 | 0 | 0 | 0.094 | 1.745 | 1.206 | 0 | 0 | 0 | 0 | 0 | 0.578 | 0 | 0 | 0 | 0.81 | 0.049 | 0 | 0 | 0 | 0 | 0.017 | 0 | 0 | 0 | 0.351 | 0 | 0 | 0.165 | 0.112 | 0 | 0 | 0 | 0 | 0.334 | 0 | 0.35 | 0.605 | 1.191 | 0 | 0 | 0 | 0.524 | 0 | 0 | 0 | 0 | 0 | 0 | 0.019 | 0 | 0.35 | 0 | 0.414 | 0.934 | 0 | 0.413 | 0 | 0 | 0.026 | 0 | 0 | 0 | 0 | 0 | 1.1 | 0 | 0 | 0 | 0 | 0 | 0 | 0 | 0 | 0 | 0 | 0 | 0.488 | 1.145 | 0.515 | 1.35 | 1.351 | 0 | 0 | 0 | 0
December 1, 2022 | 0 | 0.225 | 0.47 | 0 | 0 | 0 | 0.059 | 0 | 0 | 0 | 0.197 | 0 | 0 | 0.393 | 0 | 0 | 0 | 0 | 0.052 | 0.144 | 0.477 | 0 | 0.767 | 0 | 0 | 0 | 0 | 0 | 0 | 0 | 0.094 | 1.745 | 1.206 | 0 | 0 | 0 | 0 | 0 | 0.578 | 0 | 0 | 0 | 0.81 | 0.049 | 0 | 0 | 0 | 0 | 0.017 | 0 | 0 | 0 | 0.351 | 0 | 0 | 0.084 | 0.112 | 0 | 0 | 0 | 0 | 0.334 | 0 | 0.35 | 0.605 | 1.191 | 0 | 0 | 0 | 0.524 | 0 | 0 | 0 | 0 | 0 | 0 | 0.019 | 0 | 0.35 | 0 | 0.414 | 0.934 | 0 | 0.413 | 0 | 0 | 0 | 0 | 0 | 0 | 0 | 0 | 1.1 | 0 | 0 | 0 | 0 | 0 | 0 | 0 | 0 | 0 | 0 | 0 | 0.34 | 1.145 | 0.515 | 1.35 | 1.351 | 0 | 0 | 0 | 0
December 2, 2022 | 0 | 0.225 | 0.47 | 0 | 0 | 0 | 0.059 | 0 | 0 | 0 | 0.197 | 0 | 0 | 0.393 | 0 | 0 | 0 | 0 | 0.052 | 0.144 | 0.477 | 0.77 | 0.739 | 0 | 0 | 0 | 0 | 0 | 0 | 0 | 0.094 | 1.745 | 1.206 | 0 | 0 | 0 | 0 | 0 | 0.578 | 0 | 0 | 0 | 0.81 | 0 | 0 | 0 | 0 | 0 | 0.017 | 0 | 0 | 0 | 0.351 | 0 | 0 | 0.084 | 0.112 | 0 | 0 | 0 | 0 | 0.334 | 0 | 0.35 | 0.605 | 1.191 | 0 | 0 | 0 | 0.524 | 0 | 0 | 0 | 0 | 0 | 0 | 0.019 | 0 | 0.35 | 0 | 1.091 | 0.934 | 0 | 0.413 | 0 | 0 | 0 | 0 | 0 | 0 | 0 | 0 | 1.1 | 0 | 0 | 0 | 0 | 0 | 0 | 0 | 0 | 0 | 0 | 0 | 0.34 | 1.145 | 0.515 | 0.895 | 1.351 | 0 | 0 | 0 | 0
December 3, 2022 | 0 | 0.225 | 0.47 | 0 | 0 | 0 | 0 | 0 | 0 | 0 | 0.197 | 0 | 0 | 0.393 | 0 | 0 | 0 | 0 | 0.052 | 0.144 | 0.477 | 0.77 | 0.739 | 0 | 0 | 0 | 0 | 0 | 0 | 0 | 0.094 | 1.745 | 1.206 | 0 | 0 | 0 | 0 | 0 | 0.578 | 0 | 0 | 0 | 0.81 | 0 | 0 | 0 | 0 | 0 | 0.017 | 0 | 0 | 0 | 0.351 | 0 | 0 | 0.084 | 0.112 | 0 | 0 | 0 | 0 | 0.334 | 0 | 0.35 | 0.605 | 1.191 | 0 | 0 | 0 | 0.524 | 0 | 0 | 0 | 0 | 0 | 0 | 0.019 | 0 | 0.35 | 0 | 1.091 | 0.944 | 0 | 0.413 | 0 | 0 | 0 | 0 | 0 | 0 | 0 | 0 | 1.1 | 0 | 0 | 0 | 0 | 0 | 0 | 0 | 0 | 0 | 0 | 0 | 0.34 | 1.145 | 0.515 | 0.895 | 1.351 | 0 | 0 | 0 | 0
December 4, 2022 | 0 | 0.225 | 0.47 | 0 | 0 | 0 | 0 | 0 | 0 | 0 | 0.197 | 0 | 0 | 0.393 | 0 | 0 | 0 | 0 | 0.052 | 0.144 | 0.477 | 0.77 | 0.739 | 0 | 0 | 0 | 0 | 0 | 0 | 0 | 0.094 | 1.745 | 0.775 | 0 | 0 | 0 | 0 | 0 | 0.578 | 0 | 0 | 0 | 0.81 | 0.049 | 0 | 0 | 0 | 0 | 0.017 | 0 | 0 | 0 | 0.351 | 0 | 0 | 0.084 | 0.112 | 0 | 0 | 0 | 0 | 0.334 | 0 | 0.35 | 0.605 | 1.191 | 0 | 0 | 0 | 0.236 | 0 | 0 | 0 | 0 | 0 | 0 | 0.019 | 0 | 0.35 | 0 | 1.091 | 0.944 | 0 | 0.413 | 0 | 0 | 0 | 0 | 0 | 0 | 0 | 0 | 1.1 | 0 | 0 | 0 | 0 | 0 | 0 | 0 | 0 | 0 | 0 | 0 | 0.34 | 1.145 | 0.515 | 0.895 | 1.351 | 0 | 0 | 0 | 0
December 5, 2022 | 0 | 0.225 | 0.47 | 0 | 0 | 0 | 0 | 0 | 0 | 0 | 0.197 | 0 | 0 | 0.263 | 0 | 0 | 0 | 0 | 0.052 | 0.144 | 0.477 | 0.77 | 0.739 | 0 | 0 | 0 | 0 | 0 | 0 | 0 | 0.094 | 1.745 | 0.775 | 0 | 0 | 0 | 0 | 0 | 0.578 | 0 | 0 | 0 | 0.81 | 0.049 | 0 | 0 | 0 | 0 | 0.017 | 0 | 0 | 0 | 0.351 | 0 | 0 | 0.084 | 0.112 | 0 | 0 | 0 | 0 | 0.22 | 0 | 0 | 0.605 | 1.191 | 0 | 0 | 0 | 0.236 | 0 | 0 | 0 | 0 | 0 | 0 | 0.019 | 0 | 0.35 | 0 | 1.091 | 0.944 | 0 | 0.413 | 0 | 0 | 0 | 0 | 0 | 0 | 0 | 0 | 1.1 | 0 | 0 | 0 | 0 | 0 | 0 | 0 | 0 | 0 | 0 | 0 | 0.34 | 1.145 | 0.515 | 0.895 | 1.351 | 0 | 0 | 0 | 0
December 6, 2022 | 0 | 0.225 | 0.47 | 0 | 0 | 0 | 0 | 0 | 0 | 0 | 0.197 | 0 | 0 | 0.263 | 0 | 0 | 0 | 0 | 0.052 | 0.144 | 0.477 | 0.72 | 0.739 | 0 | 0 | 0 | 0 | 0 | 0 | 0 | 0.094 | 1.745 | 0.775 | 0 | 0 | 0 | 0 | 0 | 0.578 | 0 | 0 | 0 | 0.81 | 0.049 | 0 | 0 | 0 | 0 | 0.017 | 0 | 0 | 0 | 0.351 | 0 | 0 | 0 | 0.112 | 0 | 0 | 0 | 0 | 0.22 | 0 | 0 | 0.605 | 1.191 | 0 | 0 | 0 | 0.236 | 0 | 0 | 0 | 0 | 0 | 0 | 0.019 | 0 | 0.35 | 0 | 1.091 | 0.944 | 0 | 0.413 | 0 | 0 | 0 | 0 | 0 | 0 | 0 | 0 | 1.1 | 0 | 0 | 0 | 0 | 0 | 0 | 0 | 0 | 0 | 0 | 0 | 0.34 | 1.145 | 0.515 | 0.895 | 1.351 | 0 | 0 | 0 | 0
December 7, 2022 | 0 | 0.225 | 0.47 | 0 | 0 | 0 | 0 | 0 | 0 | 0 | 0.197 | 0 | 0 | 0.263 | 0 | 0 | 0 | 0 | 0.052 | 0.144 | 0.477 | 0.72 | 0.739 | 0 | 0 | 0 | 0 | 0 | 0 | 0 | 0.094 | 1.745 | 0.775 | 0 | 0 | 0 | 0 | 0 | 0.578 | 0 | 0 | 0 | 0.81 | 0.049 | 0 | 0 | 0 | 0 | 0.017 | 0 | 0 | 0 | 0.351 | 0 | 0 | 0 | 0.112 | 0 | 0 | 0 | 0 | 0.22 | 0 | 0 | 0.605 | 1.191 | 0 | 0 | 0 | 0.236 | 0 | 0 | 0 | 0 | 0 | 0 | 0.019 | 0 | 0.35 | 0 | 1.091 | 0.944 | 0 | 0.413 | 0 | 0 | 0 | 0 | 0 | 0 | 0 | 0 | 1.1 | 0 | 0 | 0 | 0 | 0 | 0 | 0 | 0 | 0 | 0 | 0 | 0.34 | 1.145 | 0.515 | 1.815 | 1.351 | 0 | 0 | 0 | 0
December 8, 2022 | 0 | 0.225 | 0.47 | 0 | 0 | 0 | 0 | 0 | 0 | 0 | 0.197 | 0 | 0 | 0.263 | 0 | 0 | 0 | 0 | 0.052 | 0.144 | 0.477 | 0.72 | 0.739 | 0 | 0 | 0 | 0 | 0 | 0 | 0 | 0.094 | 1.745 | 0.775 | 0 | 0 | 0 | 0 | 0 | 0.578 | 0 | 0 | 0 | 0.81 | 0.049 | 0 | 0 | 0 | 0 | 0.017 | 0 | 0 | 0 | 0.351 | 0 | 0 | 0 | 0.112 | 0 | 0 | 0 | 0 | 0.22 | 0 | 0 | 0.605 | 1.191 | 0 | 0 | 0 | 0.236 | 0 | 0 | 0 | 0 | 0 | 0 | 0.019 | 0 | 0.35 | 0 | 1.091 | 0.944 | 0 | 0.413 | 0 | 0 | 0 | 0 | 0 | 0 | 0 | 0 | 1.1 | 0 | 0 | 0 | 0 | 0 | 0 | 0 | 0 | 0 | 0 | 0 | 0.34 | 1.145 | 0.515 | 2.55 | 1.351 | 0 | 0 | 0 | 0
December 9, 2022 | 0 | 0.225 | 0.47 | 0 | 0 | 0 | 0 | 0 | 0 | 0 | 0.197 | 0 | 0 | 0.263 | 0 | 0 | 0 | 0 | 0.052 | 0.144 | 0.477 | 0.77 | 0.739 | 0 | 0 | 0 | 0 | 0 | 0 | 0 | 0.094 | 1.745 | 0.775 | 0 | 0 | 0 | 0 | 0 | 0.578 | 0 | 0 | 0 | 0.81 | 0.049 | 0 | 0 | 0 | 0 | 0.017 | 0 | 0 | 0 | 0.351 | 0 | 0 | 0 | 0.112 | 0 | 0 | 0 | 0 | 0.22 | 0 | 0 | 0.605 | 1.191 | 0 | 0 | 0 | 0.236 | 0 | 0 | 0 | 0 | 0 | 0 | 0.019 | 0 | 0.35 | 0 | 1.315 | 0.944 | 0 | 0.413 | 0 | 0 | 0 | 0 | 0 | 0 | 0 | 0 | 1.1 | 0 | 0 | 0 | 0 | 0 | 0 | 0 | 0 | 0 | 0 | 0 | 0.34 | 1.145 | 0.515 | 2.55 | 1.351 | 0 | 0 | 0 | 0
December 10, 2022 | 0 | 0.225 | 0.47 | 0 | 0 | 0 | 0 | 0 | 0 | 0 | 0.197 | 0 | 0 | 0.263 | 0 | 0 | 0 | 0 | 0.052 | 0.144 | 0.477 | 0.77 | 0.739 | 0 | 0 | 0 | 0 | 0 | 0 | 0 | 0.094 | 1.745 | 0.775 | 0 | 0 | 0 | 0 | 0 | 0.578 | 0 | 0 | 0 | 0.81 | 0.05 | 0 | 0 | 0 | 0 | 0.017 | 0 | 0.057 | 0 | 0.351 | 0 | 0 | 0 | 0.112 | 0 | 0 | 0 | 0 | 0.22 | 0 | 0 | 0.605 | 0.381 | 0 | 0 | 0 | 0.236 | 0 | 0 | 0 | 0 | 0 | 0 | 0.019 | 0 | 0.35 | 0 | 1.315 | 0.944 | 0 | 0.413 | 0 | 0 | 0 | 0 | 0 | 0 | 0 | 0 | 1.1 | 0 | 0 | 0 | 0 | 0 | 0 | 0 | 0 | 0 | 0 | 0 | 0.34 | 1.145 | 0.515 | 2.55 | 1.351 | 0 | 0 | 0 | 0
December 11, 2022 | 0 | 0.225 | 0.47 | 0 | 0 | 0 | 0 | 0 | 0 | 0 | 0.197 | 0 | 0 | 0.263 | 0 | 0 | 0 | 0 | 0.052 | 0.144 | 0.586 | 0.77 | 0.739 | 0 | 0 | 0 | 0 | 0 | 0 | 0 | 0.094 | 1.745 | 0.775 | 0 | 0 | 0 | 0 | 0 | 0.578 | 0 | 0 | 0 | 0.81 | 0.05 | 0 | 0 | 0 | 0 | 0.017 | 0 | 0.057 | 0 | 0.351 | 0 | 0 | 0 | 0.112 | 0 | 0 | 0 | 0 | 0.22 | 0 | 0 | 0.605 | 0.381 | 0 | 0 | 0 | 0.236 | 0 | 0 | 0 | 0 | 0 | 0 | 0.019 | 0 | 0.35 | 0 | 1.315 | 0.944 | 0 | 0.413 | 0 | 0 | 0 | 0 | 0 | 0 | 0 | 0 | 1.1 | 0 | 0 | 0 | 0 | 0 | 0 | 0 | 0 | 0 | 0 | 0 | 0.34 | 1.145 | 0.515 | 2.55 | 1.351 | 0 | 0 | 0 | 0
December 12, 2022 | 0 | 0.225 | 0.47 | 0 | 0 | 0 | 0 | 0 | 0 | 0 | 0.197 | 0 | 0 | 0.263 | 0 | 0 | 0 | 0 | 0.052 | 0.144 | 0.477 | 0.77 | 0.739 | 0 | 0 | 0 | 0 | 0 | 0 | 0 | 0.094 | 1.745 | 0.775 | 0 | 0 | 0 | 0 | 0 | 0.578 | 0 | 0 | 0 | 0.433 | 0.05 | 0 | 0 | 0 | 0 | 0.017 | 0 | 0.057 | 0 | 0.351 | 0 | 0 | 0 | 0.112 | 0 | 0 | 0 | 0 | 0.22 | 0 | 0.368 | 0.605 | 1.15 | 0 | 0 | 0 | 0.236 | 0 | 0 | 0 | 0 | 0 | 0 | 0.019 | 0 | 0 | 0 | 1.091 | 0.597 | 0 | 0.413 | 0 | 0 | 0 | 0 | 0 | 0 | 0 | 0 | 1.1 | 0 | 0 | 0 | 0 | 0 | 0 | 0 | 0 | 0 | 0 | 0 | 0.34 | 1.145 | 0.515 | 2.55 | 0.666 | 0 | 0 | 0 | 0
December 13, 2022 | 0 | 0.225 | 0.47 | 0 | 0 | 0 | 0 | 0 | 0 | 0 | 0.197 | 0 | 0 | 0.263 | 0 | 0 | 0 | 0 | 0.052 | 0.074 | 0.477 | 0.72 | 0.739 | 0 | 0 | 0 | 0 | 0 | 0 | 0 | 0.094 | 1.745 | 0.775 | 0 | 0 | 0 | 0 | 0 | 0.578 | 0 | 0 | 0 | 0 | 0.05 | 0 | 0 | 0 | 0 | 0.017 | 0 | 0.057 | 0 | 0.351 | 0 | 0 | 0 | 0.112 | 0 | 0 | 0 | 0 | 0.624 | 0 | 0.368 | 0.605 | 1.15 | 0 | 0 | 0 | 0.236 | 0 | 0 | 0 | 0 | 0 | 0 | 0.019 | 0 | 0 | 0 | 1.091 | 0.597 | 0 | 0.413 | 0 | 0 | 0 | 0 | 0 | 0 | 0 | 0 | 1.1 | 0 | 0 | 0 | 0 | 0 | 0 | 0 | 0 | 0 | 0 | 0 | 0.34 | 1.145 | 0.515 | 1.815 | 0.666 | 0 | 0 | 0 | 0
December 14, 2022 | 0 | 0.225 | 0.47 | 0 | 0 | 0 | 0 | 0 | 0 | 0 | 0.197 | 0 | 0 | 0.263 | 0 | 0 | 0 | 0 | 0.052 | 0.074 | 0.477 | 0.72 | 0.739 | 0 | 0 | 0 | 0 | 0 | 0 | 0 | 0.094 | 1.745 | 0.775 | 0 | 0 | 0 | 0 | 0 | 0.578 | 0 | 0 | 0 | 0 | 0 | 0 | 0 | 0 | 0 | 0.017 | 0 | 0.057 | 0 | 0.351 | 0 | 0 | 0 | 0.112 | 0 | 0 | 0 | 0 | 0.624 | 0 | 0.368 | 0.605 | 1.15 | 0 | 0 | 0 | 0.236 | 0 | 0 | 0 | 0 | 0 | 0 | 0.019 | 0 | 0 | 0 | 1.091 | 0.597 | 0 | 0.413 | 0 | 0 | 0 | 0 | 0 | 0 | 0 | 0 | 1.1 | 0 | 0 | 0 | 0 | 0 | 0 | 0 | 0 | 0 | 0 | 0 | 0.34 | 1.145 | 0.515 | 1.815 | 0.666 | 0 | 0 | 0 | 0
December 15, 2022 | 0 | 0.225 | 0.47 | 0 | 0 | 0 | 0 | 0 | 0 | 0 | 0.197 | 0 | 0 | 0.263 | 0 | 0 | 0 | 0 | 0.052 | 0.074 | 1.537 | 0.56 | 0.739 | 0 | 0 | 0 | 0 | 0 | 0 | 0 | 0.094 | 1.745 | 0.775 | 0 | 0 | 0 | 0 | 0 | 0.578 | 0 | 0 | 0 | 0 | 0 | 0 | 0 | 0 | 0 | 0.017 | 0 | 0.057 | 0 | 0.351 | 0 | 0 | 0 | 0.112 | 0 | 0 | 0 | 0 | 0.624 | 0 | 0.368 | 0.605 | 1.15 | 0 | 0 | 0 | 0.236 | 0 | 0 | 0 | 0 | 0 | 0 | 0.019 | 0 | 0 | 0 | 1.091 | 0.597 | 0 | 0.413 | 0 | 0 | 0 | 0 | 0 | 0 | 0 | 0 | 1.1 | 0 | 0 | 0 | 0 | 0 | 0 | 0 | 0 | 0 | 0 | 0 | 0.34 | 1.145 | 0.515 | 1.815 | 0.666 | 0 | 0 | 0 | 0
December 16, 2022 | 0 | 0.225 | 0.47 | 0 | 0 | 0 | 0 | 0 | 0 | 0 | 0.197 | 0 | 0 | 0.263 | 0 | 0 | 0 | 0 | 0.052 | 0.074 | 1.537 | 0.731 | 0.739 | 0 | 0 | 0 | 0 | 0 | 0 | 0 | 0.094 | 1.745 | 0.775 | 0 | 0 | 0 | 0 | 0 | 0.578 | 0 | 0 | 0 | 0 | 0 | 0 | 0 | 0 | 0 | 0.017 | 0 | 0.057 | 0 | 0.351 | 0 | 0 | 0 | 0.112 | 0 | 0 | 0 | 0 | 0.624 | 0 | 0.368 | 0.605 | 1.15 | 0 | 0 | 0 | 0.236 | 0 | 0 | 0 | 0 | 0 | 0 | 0.019 | 0 | 0 | 0 | 1.091 | 0.597 | 0 | 0.413 | 0 | 0 | 0 | 0 | 0 | 0 | 0 | 0 | 1.1 | 0 | 0 | 0 | 0 | 0 | 0 | 0 | 0 | 0 | 0 | 0 | 0.34 | 1.145 | 0.515 | 1.815 | 0.666 | 0 | 0 | 0 | 0
December 17, 2022 | 0 | 0.225 | 0.47 | 0 | 0 | 0 | 0 | 0 | 0 | 0 | 0.197 | 0 | 0 | 0.263 | 0 | 0 | 0 | 0 | 0.052 | 0.074 | 1.537 | 0.731 | 0.739 | 0 | 0 | 0 | 0 | 0 | 0 | 0 | 0.094 | 1.745 | 0.775 | 0 | 0 | 0 | 0 | 0 | 0.578 | 0 | 0 | 0 | 0 | 0 | 0 | 0 | 0 | 0 | 0.017 | 0 | 0.057 | 0 | 0.351 | 0 | 0 | 0 | 0.112 | 0 | 0 | 0 | 0 | 0.22 | 0 | 0.368 | 0.605 | 1.15 | 0 | 0 | 0 | 0.236 | 0 | 0 | 0 | 0 | 0 | 0 | 0.019 | 0 | 0 | 0 | 1.091 | 0.597 | 0 | 0.413 | 0 | 0 | 0 | 0 | 0 | 0 | 0 | 0 | 1.1 | 0 | 0 | 0 | 0 | 0 | 0 | 0 | 0 | 0 | 0 | 0 | 0.34 | 0.702 | 0.515 | 1.815 | 0.666 | 0 | 0 | 0 | 0
December 18, 2022 | 0 | 0.225 | 0.47 | 0 | 0 | 0 | 0 | 0 | 0 | 0 | 0.197 | 0 | 0 | 0.263 | 0 | 0 | 0 | 0 | 0.052 | 0.074 | 1.835 | 0.731 | 0.739 | 0 | 0 | 0 | 0 | 0 | 0 | 0 | 0.094 | 1.745 | 0.775 | 0 | 0 | 0 | 0 | 0 | 0.578 | 0 | 0 | 0 | 0 | 0 | 0 | 0 | 0 | 0 | 0.017 | 0 | 0.057 | 0 | 0.351 | 0 | 0 | 0 | 0.112 | 0 | 0 | 0 | 0 | 0.22 | 0 | 0.368 | 0.605 | 1.15 | 0 | 0 | 0 | 0.236 | 0 | 0 | 0 | 0 | 0 | 0 | 0.019 | 0 | 0 | 0 | 1.091 | 0.36 | 0 | 0.413 | 0 | 0 | 0 | 0 | 0 | 0 | 0 | 0 | 1.1 | 0 | 0 | 0 | 0 | 0 | 0 | 0 | 0 | 0 | 0 | 0 | 0.34 | 0.702 | 0.515 | 1.815 | 0.666 | 0 | 0 | 0 | 0
December 19, 2022 | 0 | 0.225 | 0.47 | 0 | 0 | 0 | 0 | 0 | 0 | 0 | 0.197 | 0 | 0 | 0.263 | 0 | 0 | 0 | 0 | 0.052 | 0.074 | 1.537 | 0.731 | 0.739 | 0 | 0 | 0 | 0 | 0 | 0 | 0 | 0.094 | 1.745 | 0.775 | 0 | 0 | 0 | 0 | 0 | 0.578 | 0 | 0 | 0 | 0 | 0 | 0 | 0 | 0 | 0 | 0.017 | 0 | 0.057 | 0 | 0.351 | 0 | 0 | 0 | 0 | 0 | 0 | 0 | 0 | 0.22 | 0 | 0.368 | 0 | 1.15 | 0 | 0 | 0 | 0.236 | 0 | 0 | 0 | 0 | 0 | 0 | 0.019 | 0 | 0 | 0 | 0.414 | 0.36 | 0 | 0.413 | 0 | 0 | 0 | 0 | 0 | 0 | 0 | 0 | 1.1 | 0 | 0 | 0 | 0 | 0 | 0 | 0 | 0 | 0 | 0 | 0 | 0.34 | 0.702 | 0.515 | 1.815 | 0.666 | 0 | 0 | 0 | 0
December 20, 2022 | 0 | 0.225 | 0.47 | 0 | 0 | 0 | 0 | 0 | 0 | 0 | 0.197 | 0 | 0 | 0.263 | 0 | 0 | 0 | 0 | 0.052 | 0.074 | 1.537 | 0.681 | 0.739 | 0 | 0 | 0 | 0 | 0 | 0 | 0 | 0.094 | 1.745 | 0.775 | 0 | 0 | 0 | 0 | 0 | 0.578 | 0 | 0 | 0 | 0 | 0 | 0 | 0 | 0 | 0 | 0.017 | 0 | 0.057 | 0 | 0.351 | 0 | 0 | 0 | 0 | 0 | 0 | 0 | 0 | 0.22 | 0 | 0.368 | 0 | 1.15 | 0 | 0 | 0 | 0.236 | 0 | 0 | 0 | 0 | 0 | 0 | 0.019 | 0 | 0 | 0 | 0.414 | 0.36 | 0 | 0.413 | 0 | 0 | 0 | 0 | 0 | 0 | 0 | 0 | 1.1 | 0 | 0 | 0 | 0 | 0 | 0 | 0 | 0 | 0 | 0 | 0 | 0.34 | 0.702 | 0.515 | 1.815 | 0.666 | 0 | 0 | 0 | 0
December 21, 2022 | 0 | 0.225 | 0.47 | 0 | 0 | 0 | 0 | 0 | 0 | 0 | 0.197 | 0 | 0 | 0.263 | 0 | 0 | 0 | 0 | 0.052 | 0.074 | 1.537 | 0.681 | 0.739 | 0 | 0 | 0 | 0 | 0 | 0 | 0 | 0.094 | 1.745 | 0.775 | 0 | 0 | 0 | 0 | 0 | 0.578 | 0 | 0 | 0 | 0 | 0 | 0 | 0 | 0 | 0 | 0.017 | 0 | 0.057 | 0 | 0.351 | 0 | 0 | 0 | 0 | 0 | 0 | 0 | 0 | 0.22 | 0 | 0.368 | 0 | 1.15 | 0 | 0 | 0 | 0.236 | 0 | 0 | 0 | 0 | 0 | 0 | 0.019 | 0 | 0 | 0 | 0.414 | 0.36 | 0 | 0.413 | 0 | 0 | 0 | 0 | 0 | 0 | 0 | 0 | 1.1 | 0 | 0 | 0 | 0 | 0 | 0 | 0 | 0 | 0 | 0 | 0 | 0.34 | 0.702 | 0.515 | 1.815 | 0.666 | 0 | 0 | 0 | 0
December 22, 2022 | 0 | 0.225 | 0.47 | 0 | 0 | 0 | 0 | 0 | 0 | 0 | 0.197 | 0 | 0 | 0.263 | 0 | 0 | 0 | 0 | 0.052 | 0.074 | 1.537 | 0.121 | 0.739 | 0 | 0 | 0 | 0 | 0 | 0 | 0 | 0.094 | 1.745 | 0.775 | 0 | 0 | 0 | 0 | 0 | 0.578 | 0 | 0 | 0 | 0 | 0 | 0 | 0 | 0 | 0 | 0.017 | 0 | 0.057 | 0 | 0.351 | 0 | 0 | 0 | 0 | 0 | 0 | 0 | 0 | 0.22 | 0 | 0.368 | 0 | 0.769 | 0 | 0 | 0 | 0.236 | 0 | 0 | 0 | 0 | 0 | 0 | 0.019 | 0 | 0 | 0 | 0.414 | 0.36 | 0 | 0.413 | 0 | 0 | 0 | 0 | 0 | 0 | 0 | 0 | 1.1 | 0 | 0 | 0 | 0 | 0 | 0 | 0 | 0 | 0 | 0 | 0 | 0.34 | 0.702 | 0.515 | 1.815 | 0.666 | 0 | 0 | 0 | 0
December 23, 2022 | 0 | 0.225 | 0.47 | 0 | 0 | 0 | 0 | 0 | 0 | 0 | 0.197 | 0 | 0 | 0.263 | 0 | 0 | 0 | 0 | 0.052 | 0.074 | 1.537 | 0.889 | 0.739 | 0 | 0 | 0 | 0 | 0 | 0 | 0 | 0.094 | 1.745 | 0.775 | 0 | 0 | 0 | 0 | 0 | 0.578 | 0 | 0 | 0 | 0 | 0 | 0 | 0 | 0 | 0 | 0.017 | 0 | 0.057 | 0 | 0.351 | 0 | 0 | 0 | 0 | 0 | 0 | 0 | 0 | 0.22 | 0 | 0.473 | 0 | 0.769 | 0 | 0 | 0 | 0.236 | 0 | 0 | 0 | 0 | 0 | 0 | 0.019 | 0 | 0 | 0 | 0.769 | 0.36 | 0 | 0.413 | 0 | 0 | 0 | 0 | 0 | 0 | 0 | 0 | 1.1 | 0 | 0 | 0 | 0 | 0 | 0 | 0 | 0 | 0 | 0 | 0 | 0.34 | 0.702 | 0.515 | 1.815 | 0.666 | 0 | 0 | 0 | 0
December 24, 2022 | 0 | 0.225 | 0.47 | 0 | 0 | 0 | 0 | 0 | 0 | 0 | 0.197 | 0 | 0 | 0.263 | 0 | 0 | 0 | 0 | 0.052 | 0.074 | 1.537 | 0.889 | 0.739 | 0 | 0 | 0 | 0 | 0 | 0 | 0 | 0.094 | 1.745 | 0.775 | 0 | 0 | 0 | 0 | 0 | 0.578 | 0 | 0 | 0 | 0 | 0 | 0 | 0 | 0 | 0 | 0.017 | 0 | 0.057 | 0 | 0.351 | 0 | 0 | 0 | 0 | 0 | 0 | 0 | 0 | 0.3 | 0 | 0.573 | 0 | 0.769 | 0 | 0 | 0 | 0.236 | 0 | 0 | 0 | 0 | 0 | 0 | 0.019 | 0 | 0 | 0 | 0.769 | 0.36 | 0 | 0.413 | 0 | 0 | 0 | 0 | 0 | 0 | 0 | 0 | 1.1 | 0 | 0 | 0 | 0 | 0 | 0 | 0 | 0 | 0 | 0 | 0 | 0.34 | 0.702 | 0.515 | 1.815 | 0.666 | 0 | 0 | 0 | 0
December 25, 2022 | 0 | 0.225 | 0.47 | 0 | 0 | 0 | 0 | 0 | 0 | 0 | 0.197 | 0 | 0 | 0.133 | 0 | 0 | 0 | 0 | 0.052 | 0.074 | 1.832 | 0.889 | 0.739 | 0 | 0 | 0 | 0 | 0 | 0 | 0 | 0.094 | 1.745 | 0.775 | 0 | 0 | 0 | 0 | 0 | 0.578 | 0 | 0 | 0 | 0 | 0 | 0 | 0 | 0 | 0 | 0.017 | 0 | 0.057 | 0 | 0.351 | 0 | 0 | 0 | 0 | 0 | 0 | 0 | 0 | 0.3 | 0 | 0.573 | 0 | 0.769 | 0 | 0 | 0 | 0.236 | 0 | 0 | 0 | 0 | 0 | 0 | 0.019 | 0 | 0 | 0 | 0.769 | 0.36 | 0 | 0.413 | 0 | 0 | 0 | 0 | 0 | 0 | 0 | 0 | 1.1 | 0 | 0 | 0 | 0 | 0 | 0 | 0 | 0 | 0 | 0 | 0 | 0.34 | 0.702 | 0.515 | 1.815 | 0.666 | 0 | 0 | 0 | 0
December 26, 2022 | 0 | 0.225 | 0.47 | 0 | 0 | 0 | 0.043 | 0 | 0 | 0 | 0.197 | 0 | 0 | 0.133 | 0 | 0 | 0 | 0 | 0.052 | 0.074 | 1.537 | 0.171 | 0.739 | 0 | 0 | 0 | 0 | 0 | 0 | 0 | 0.094 | 1.745 | 0.775 | 0 | 0 | 0 | 0 | 0 | 0.578 | 0 | 0 | 0 | 0 | 0 | 0 | 0 | 0 | 0 | 0.017 | 0 | 0.057 | 0 | 0.351 | 0 | 0.118 | 0 | 0 | 0 | 0 | 0 | 0 | 0.3 | 0 | 0.205 | 0 | 0.769 | 0 | 0 | 0 | 0.236 | 0 | 0 | 0 | 0 | 0 | 0 | 0.019 | 0 | 0 | 0 | 0.769 | 0 | 0 | 0.413 | 0 | 0 | 0 | 0 | 0 | 0 | 0 | 0 | 1.1 | 0 | 0 | 0 | 0 | 0 | 0 | 0 | 0 | 0 | 0 | 0 | 0.34 | 0.702 | 0.515 | 1.815 | 0.666 | 0 | 0 | 0 | 0
December 27, 2022 | 0 | 0.225 | 0.47 | 0 | 0 | 0 | 0.043 | 0 | 0 | 0 | 0.197 | 0 | 0 | 0.133 | 0 | 0 | 0 | 0 | 0.052 | 0.074 | 1.537 | 0.171 | 0.739 | 0 | 0 | 0 | 0 | 0 | 0 | 0 | 0.094 | 1.745 | 0.775 | 0 | 0 | 0 | 0 | 0 | 0.578 | 0 | 0 | 0 | 0 | 0 | 0 | 0 | 0 | 0 | 0.017 | 0 | 0.057 | 0 | 0.351 | 0 | 0.118 | 0 | 0 | 0 | 0 | 0 | 0 | 0.3 | 0 | 0.205 | 0 | 0.769 | 0 | 0 | 0 | 0.236 | 0 | 0 | 0 | 0 | 0 | 0 | 0.019 | 0 | 0 | 0 | 0.769 | 0 | 0 | 0.413 | 0 | 0 | 0 | 0 | 0 | 0 | 0 | 0 | 1.1 | 0 | 0 | 0 | 0 | 0 | 0 | 0 | 0 | 0 | 0 | 0 | 0.34 | 0.702 | 0.515 | 1.815 | 0.666 | 0 | 0 | 0 | 0
December 28, 2022 | 0 | 0.225 | 0.47 | 0 | 0 | 0 | 0.043 | 0 | 0 | 0 | 0.197 | 0 | 0 | 0.133 | 0 | 0 | 0 | 0 | 0.052 | 0.074 | 1.537 | 0.121 | 0.739 | 0 | 0 | 0 | 0 | 0 | 0 | 0 | 0.094 | 1.745 | 0.775 | 0 | 0 | 0 | 0 | 0 | 0.578 | 0 | 0 | 0 | 0 | 0 | 0 | 0 | 0 | 0 | 0.017 | 0 | 0.057 | 0 | 0.351 | 0 | 0.118 | 0 | 0 | 0 | 0 | 0 | 0 | 0.3 | 0 | 0.205 | 0 | 0.769 | 0 | 0 | 0 | 0.236 | 0 | 0 | 0 | 0 | 0 | 0 | 0 | 0 | 0 | 0 | 0.769 | 0 | 0 | 0.413 | 0 | 0 | 0 | 0 | 0 | 0 | 0 | 0 | 1.1 | 0 | 0 | 0 | 0 | 0 | 0 | 0 | 0 | 0 | 0 | 0 | 0.34 | 0.702 | 0.515 | 1.815 | 0.666 | 0 | 0 | 0 | 0
December 29, 2022 | 0 | 0.225 | 0.47 | 0 | 0 | 0 | 0.043 | 0 | 0 | 0 | 0.197 | 0 | 0 | 0.133 | 0 | 0 | 0 | 0 | 0.052 | 0.074 | 1.537 | 0.121 | 0.739 | 0 | 0 | 0 | 0 | 0 | 0 | 0 | 0.094 | 1.745 | 0.775 | 0 | 0 | 0 | 0 | 0 | 0.578 | 0 | 0 | 0 | 0 | 0 | 0 | 0 | 0 | 0 | 0.017 | 0 | 0.057 | 0 | 0.351 | 0 | 0.118 | 0 | 0 | 0 | 0 | 0 | 0 | 0.3 | 0 | 0.205 | 0 | 0.769 | 0 | 0 | 0 | 0.236 | 0 | 0 | 0 | 0 | 0 | 0 | 0 | 0 | 0 | 0 | 0.769 | 0 | 0 | 0.413 | 0 | 0 | 0 | 0 | 0 | 0 | 0 | 0 | 1.1 | 0 | 0 | 0 | 0 | 0 | 0 | 0 | 0 | 0 | 0 | 0 | 0.34 | 0.702 | 0.515 | 1.815 | 0.666 | 0 | 0 | 0 | 0
December 30, 2022 | 0 | 0.225 | 0.47 | 0 | 0 | 0 | 0.043 | 0 | 0 | 0 | 0.197 | 0 | 0 | 0.133 | 0 | 0 | 0 | 0 | 0.052 | 0.074 | 1.537 | 0.889 | 0.739 | 0 | 0 | 0 | 0 | 0 | 0 | 0 | 0.094 | 1.745 | 0.775 | 0 | 0 | 0 | 0 | 0 | 0.578 | 0 | 0 | 0 | 0 | 0 | 0 | 0 | 0 | 0 | 0.017 | 0 | 0.057 | 0 | 0.351 | 0 | 0.118 | 0 | 0 | 0 | 0 | 0 | 0 | 0.3 | 0 | 0.205 | 0 | 0.769 | 0 | 0 | 0 | 0.236 | 0 | 0 | 0 | 0 | 0 | 0 | 0 | 0 | 0.426 | 0 | 0.769 | 0 | 0 | 0.413 | 0 | 0 | 0 | 0 | 0 | 0 | 0 | 0 | 1.1 | 0 | 0 | 0 | 0 | 0 | 0 | 0 | 0 | 0 | 0 | 0 | 0.34 | 0.702 | 0.515 | 1.815 | 0.666 | 0 | 0 | 0 | 0
December 31, 2022 | 0 | 0.225 | 0.47 | 0 | 0 | 0 | 0 | 0 | 0 | 0 | 0.197 | 0 | 0 | 0.133 | 0 | 0 | 0 | 0 | 0.052 | 0.074 | 1.537 | 0.889 | 0.739 | 0 | 0 | 0 | 0 | 0 | 0 | 0 | 0.094 | 1.745 | 0.775 | 0 | 0 | 0 | 0 | 0 | 0.578 | 0 | 0 | 0 | 0 | 0 | 0 | 0 | 0 | 0 | 0.017 | 0 | 0.057 | 0 | 0.351 | 0 | 0.118 | 0 | 0 | 0 | 0 | 0 | 0 | 0.3 | 0 | 0.205 | 0 | 0 | 0 | 0 | 0 | 0.236 | 0 | 0 | 0 | 0 | 0 | 0 | 0 | 0 | 0.426 | 0 | 0.769 | 0 | 0 | 0.413 | 0 | 0 | 0 | 0 | 0 | 0 | 0 | 0 | 1.1 | 0 | 0 | 0 | 0 | 0 | 0 | 0 | 0 | 0 | 0 | 0 | 0.34 | 0.702 | 0.515 | 1.815 | 0.666 | 0 | 0 | 0 | 0
January 1, 2023 | 0 | 0.225 | 0.062 | 0 | 0 | 0 | 0 | 0 | 0 | 0 | 0 | 0 | 0 | 0.073 | 0 | 0 | 0 | 0 | 0.052 | 0.067 | 1.697 | 0.889 | 0.932 | 0 | 0 | 0 | 0 | 0 | 0 | 0 | 0.094 | 0 | 0.396 | 0 | 0 | 0 | 0 | 0 | 0.578 | 0 | 0 | 0 | 0 | 0 | 0 | 0 | 0 | 0 | 0.017 | 0 | 0.057 | 0 | 0.351 | 0 | 0.118 | 0 | 0 | 0 | 0 | 0 | 0 | 0.3 |  | 0.205 | 0 | 0 | 0 | 0 | 0 | 0.118 | 0 | 0 | 0 | 0 | 0 | 0 | 0 | 0 | 0.426 | 0 | 0.769 | 0 | 0 | 0.413 | 0 | 0 | 0 | 0 | 0.195 | 0 | 0 | 0 | 1.1 | 0 | 0 | 0 | 0 | 0 | 0 | 0 | 0 | 0 | 0 | 0 | 0 | 0 | 0 | 1.815 | 0.666 | 0 | 0.244 | 0 | 0
January 2, 2023 | 0 | 0.225 | 0.062 | 0 | 0 | 0 | 0 | 0 | 0 | 0 | 0 | 0 | 0 | 0.073 | 0 | 0 | 0 | 0 | 0.052 | 0.067 | 1.697 | 0.121 | 0.932 | 0 | 0 | 0 | 0 | 0 | 0 | 0 | 0.094 | 0 | 0.396 | 0 | 0 | 0 | 0 | 0 | 0.578 | 0 | 0 | 0 | 0 | 0 | 0 | 0 | 0 | 0 | 0.017 | 0 | 0.211 | 0 | 0.351 | 0 | 0.118 | 0 | 0 | 0 | 0 | 0 | 0 | 0.3 |  | 0.205 | 0 | 0 | 0 | 0 | 0 | 0.118 | 0 | 0 | 0 | 0 | 0 | 0 | 0 | 0 | 0.426 | 0 | 0.769 | 0 | 0 | 0.413 | 0 | 0 | 0 | 0 | 0.195 | 0 | 0 | 0 | 1.1 | 0 | 0 | 0 | 0 | 0 | 0 | 0 | 0 | 0 | 0 | 0 | 0 | 0 | 0 | 1.815 | 0.666 | 0 | 0.244 | 0 | 0
January 3, 2023 | 0 | 0.225 | 0.062 | 0 | 0 | 0 | 0 | 0 | 0 | 0 | 0 | 0 | 0 | 0.073 | 0 | 0 | 0 | 0 | 0.052 | 0.067 | 0.637 | 0 | 0.932 | 0 | 0 | 0 | 0 | 0 | 0 | 0 | 0.094 | 0 | 0.396 | 0 | 0 | 0 | 0 | 0 | 0.578 | 0 | 0 | 0 | 0 | 0 | 0 | 0 | 0 | 0 | 0.017 | 0 | 0.211 | 0 | 0.351 | 0 | 0 | 0 | 0 | 0 | 0 | 0 | 0 | 0.3 |  | 0.205 | 0 | 0 | 0 | 0 | 0 | 0.118 | 0 | 0 | 0 | 0 | 0 | 0 | 0 | 0 | 0.426 | 0 | 0.769 | 0 | 0 | 0.413 | 0 | 0 | 0 | 0 | 0.195 | 0 | 0 | 0 | 1.1 | 0 | 0 | 0 | 0 | 0 | 0 | 0 | 0 | 0 | 0 | 0 | 0 | 0 | 0 | 1.815 | 0.666 | 0 | 0.244 | 0 | 0
January 4, 2023 | 0 | 0.225 | 0.062 | 0 | 0 | 0 | 0 | 0 | 0 | 0 | 0 | 0 | 0 | 0.073 | 0 | 0 | 0 | 0 | 0.052 | 0.067 | 0.637 | 0 | 0.932 | 0 | 0 | 0 | 0 | 0 | 0 | 0 | 0.094 | 0 | 0.396 | 0 | 0 | 0 | 0 | 0 | 0.578 | 0 | 0 | 0 | 0 | 0 | 0 | 0 | 0 | 0 | 0.017 | 0 | 0.211 | 0 | 0.351 | 0 | 0 | 0 | 0 | 0 | 0 | 0 | 0 | 0.22 |  | 0 | 0 | 0 | 0 | 0 | 0 | 0.118 | 0 | 0 | 0 | 0 | 0 | 0 | 0 | 0 | 0.426 | 0 | 0.769 | 0 | 0 | 0.413 | 0 | 0 | 0 | 0 | 0.195 | 0 | 0 | 0 | 1.1 | 0 | 0 | 0 | 0 | 0 | 0 | 0 | 0 | 0 | 0 | 0 | 0 | 0 | 0 | 1.815 | 0.666 | 0 | 0.244 | 0 | 0
January 5, 2023 | 0 | 0.225 | 0.062 | 0 | 0 | 0 | 0 | 0 | 0 | 0 | 0 | 0 | 0 | 0.073 | 0 | 0 | 0 | 0 | 0.052 | 0.067 | 0.637 | 0 | 0.932 | 0 | 0 | 0 | 0 | 0 | 0 | 0 | 0.094 | 0 | 0.396 | 0 | 0 | 0 | 0 | 0 | 0.578 | 0 | 0 | 0 | 0 | 0 | 0 | 0 | 0 | 0 | 0.017 | 0 | 0.211 | 0 | 0.351 | 0 | 0 | 0 | 0 | 0 | 0 | 0 | 0 | 0.22 |  | 0 | 0 | 0 | 0 | 0 | 0 | 0.118 | 0 | 0 | 0 | 0 | 0 | 0 | 0 | 0 | 0.426 | 0 | 0.769 | 0 | 0 | 0.413 | 0 | 0 | 0 | 0 | 0.195 | 0 | 0 | 0 | 1.1 | 0 | 0 | 0 | 0 | 0 | 0 | 0 | 0 | 0 | 0 | 0 | 0 | 0 | 0 | 2.27 | 0.666 | 0 | 0.244 | 0 | 0
January 6, 2023 | 0 | 0.225 | 0.062 | 0 | 0 | 0 | 0 | 0 | 0 | 0 | 0 | 0 | 0 | 0.073 | 0 | 0 | 0 | 0 | 0.052 | 0.067 | 0.637 | 0.718 | 0.932 | 0 | 0 | 0 | 0 | 0 | 0 | 0 | 0.094 | 0 | 0.396 | 0 | 0 | 0 | 0 | 0 | 0.578 | 0 | 0 | 0 | 0 | 0 | 0 | 0 | 0 | 0 | 0.017 | 0 | 0.211 | 0 | 0.351 | 0 | 0 | 0 | 0 | 0 | 0 | 0 | 0 | 0.22 |  | 0 | 0 | 0 | 0 | 0 | 0 | 0.118 | 0 | 0 | 0 | 0 | 0 | 0 | 0.019 | 0 | 0.426 | 0 | 0.769 | 0 | 0 | 0.413 | 0 | 0 | 0 | 0 | 0.195 | 0 | 0 | 0 | 1.1 | 0 | 0 | 0 | 0 | 0 | 0 | 0 | 0 | 0 | 0 | 0 | 0 | 0 | 0 | 3.07 | 1.366 | 0 | 0.244 | 0 | 0
January 7, 2023 | 0 | 0.225 | 0.062 | 0 | 0 | 0 | 0 | 0 | 0 | 0 | 0 | 0 | 0 | 0.073 | 0 | 0 | 0 | 0 | 0.052 | 0.067 | 0.637 | 0.718 | 0.932 | 0 | 0 | 0 | 0 | 0 | 0 | 0 | 0.094 | 0 | 0.789 | 0 | 0 | 0 | 0 | 0 | 0.578 | 0 | 0 | 0 | 0 | 0.05 | 0 | 0 | 0 | 0 | 0.017 | 0 | 0.211 | 0 | 0.351 | 0 | 0 | 0 | 0 | 0 | 0 | 0 | 0 | 0.22 |  | 0 | 0 | 0 | 0 | 0 | 0 | 0.118 | 0 | 0 | 0 | 0 | 0 | 0 | 0.019 | 0 | 1.73 | 0 | 0.769 | 0.585 | 0 | 0.413 | 0 | 0 | 0 | 0 | 0.195 | 0 | 0 | 0 | 1.1 | 0 | 0 | 0 | 0 | 0 | 0 | 0 | 0 | 0 | 0 | 0 | 0 | 0 | 0 | 3.07 | 1.366 | 0 | 0.244 | 0 | 0
January 8, 2023 | 0 | 0.225 | 0.062 | 0 | 0 | 0 | 0 | 0 | 0 | 0 | 0 | 0 | 0 | 0.073 | 0 | 0 | 0 | 0 | 0.052 | 0.067 | 0.637 | 0.718 | 0.932 | 0 | 0 | 0 | 0 | 0 | 0 | 0 | 0.094 | 0 | 0.789 | 0 | 0 | 0 | 0 | 0 | 0.578 | 0 | 0 | 0 | 0 | 0.068 | 0 | 0 | 0 | 0 | 0.017 | 0 | 0.211 | 0 | 0.351 | 0 | 0 | 0 | 0 | 0 | 0 | 0 | 0 | 0.22 |  | 0 | 0 | 0 | 0 | 0 | 0 | 0.118 | 0 | 0 | 0 | 0 | 0 | 0 | 0.019 | 0 | 1.73 | 0 | 0.769 | 0.585 | 0 | 0.413 | 0 | 0 | 0 | 0 | 0.195 | 0 | 0 | 0 | 1.1 | 0 | 0 | 0 | 0 | 0 | 0 | 0 | 0 | 0 | 0 | 0 | 0 | 0 | 0 | 3.07 | 1.366 | 0 | 0.244 | 0 | 0
January 9, 2023 | 0 | 0.225 | 0.062 | 0 | 0 | 0 | 0 | 0 | 0 | 0 | 0 | 0 | 0 | 0.145 | 0 | 0 | 0 | 0 | 0.052 | 0.067 | 0.637 | 0 | 1.039 | 0 | 0 | 0 | 0 | 0 | 0 | 0 | 0.094 | 0.346 | 0.789 | 0 | 0 | 0 | 0 | 0 | 0.578 | 0 | 0 | 0 | 0 | 0.068 | 0 | 0 | 0 | 0 | 0.017 | 0 | 0.211 | 0 | 0.351 | 0 | 0 | 0.081 | 0 | 0 | 0.149 | 0 | 0 | 0.22 |  | 0 | 0 | 0 | 0 | 0 | 0 | 0.118 | 0 | 0 | 0 | 0 | 0 | 0 | 0.019 | 0 | 0 | 0 | 0.769 | 0.585 | 0 | 0.413 | 0 | 0 | 0 | 0 | 0.195 | 0 | 0 | 0 | 1.1 | 0 | 0 | 0 | 0 | 0 | 0 | 0 | 0 | 0 | 0 | 0 | 0 | 0 | 0 | 3.07 | 1.366 | 0 | 0.244 | 0 | 0
January 10, 2023 | 0 | 0.225 | 0.062 | 0 | 0 | 0 | 0 | 0 | 0 | 0 | 0 | 0 | 0 | 0.145 | 0 | 0 | 0 | 0 | 0.052 | 0.067 | 0.637 | 0 | 1.039 | 0 | 0 | 0 | 0 | 0 | 0 | 0 | 0.094 | 0.346 | 1.551 | 0 | 0 | 0 | 0 | 0 | 0.578 | 0 | 0 | 0 | 0 | 0.081 | 0 | 0 | 0 | 0 | 0.017 | 0 | 0.211 | 0 | 0.351 | 0 | 0 | 0.081 | 0 | 0 | 0.149 | 0 | 0 | 0.22 |  | 0 | 0 | 0 | 0 | 0 | 0 | 0.118 | 0 | 0 | 0 | 0 | 0 | 0 | 0.019 | 0 | 0 | 0 | 0.769 | 0.585 | 0 | 0.413 | 0 | 0 | 0 | 0 | 0.195 | 0 | 0 | 0 | 1.1 | 0 | 0 | 0 | 0 | 0 | 0 | 0 | 0 | 0 | 0 | 0 | 0 | 0 | 0 | 1.815 | 1.366 | 0 | 0.244 | 0 | 0
January 11, 2023 | 0 | 0.225 | 0.062 | 0 | 0 | 0 | 0 | 0 | 0 | 0 | 0 | 0 | 0 | 0.145 | 0 | 0 | 0 | 0 | 0.052 | 0.067 | 0.637 | 0 | 1.039 | 0 | 0 | 0 | 0 | 0 | 0 | 0 | 0.094 | 0.346 | 1.551 | 0 | 0 | 0 | 0 | 0 | 0.578 | 0 | 0 | 0 | 0 | 0.063 | 0 | 0 | 0 | 0 | 0.017 | 0 | 0.211 | 0 | 0.351 | 0 | 0 | 0.081 | 0 | 0 | 0.149 | 0 | 0 | 0.22 |  | 0.11 | 0 | 0.381 | 0 | 0 | 0 | 0.118 | 0 | 0 | 0 | 0 | 0 | 0 | 0.019 | 0 | 0 | 0 | 0.769 | 0.585 | 0 | 0.413 | 0 | 0 | 0 | 0 | 0.195 | 0 | 0 | 0 | 1.1 | 0 | 0 | 0 | 0 | 0 | 0 | 0 | 0 | 0 | 0 | 0 | 0 | 0 | 0 | 1.815 | 1.366 | 0 | 0.244 | 0 | 0
January 12, 2023 | 0 | 0.225 | 0.062 | 0 | 0 | 0 | 0 | 0 | 0 | 0 | 0 | 0 | 0 | 0.145 | 0 | 0 | 0 | 0 | 0.052 | 0.067 | 0.637 | 0 | 1.039 | 0 | 0 | 0 | 0 | 0 | 0 | 0 | 0.094 | 0.346 | 1.551 | 0 | 0 | 0 | 0 | 0 | 0.578 | 0 | 0 | 0 | 0 | 0.063 | 0 | 0 | 0 | 0 | 0.017 | 0 | 0.211 | 0 | 0.351 | 0 | 0 | 0 | 0 | 0 | 0.149 | 0 | 0 | 0.22 |  | 0.11 | 0 | 0.381 | 0 | 0 | 0 | 0.118 | 0 | 0 | 0 | 0 | 0 | 0 | 0.019 | 0 | 1.304 | 0 | 0.769 | 0.585 | 0 | 0.413 | 0 | 0 | 0 | 0 | 0.195 | 0 | 0 | 0 | 1.1 | 0 | 0 | 0 | 0 | 0 | 0 | 0 | 0 | 0 | 0 | 0 | 0 | 0 | 0 | 1.815 | 1.366 | 0 | 0.244 | 0 | 0
January 13, 2023 | 0 | 0.225 | 0.062 | 0 | 0 | 0 | 0 | 0 | 0 | 0 | 0 | 0 | 0 | 0.145 | 0 | 0 | 0 | 0 | 0.052 | 0.067 | 0.637 | 0.718 | 1.039 | 0 | 0 | 0 | 0 | 0 | 0 | 0 | 0.094 | 0.346 | 0.789 | 0 | 0 | 0 | 0 | 0 | 0.578 | 0 | 0 | 0 | 0 | 0.063 | 0 | 0 | 0 | 0 | 0.017 | 0 | 0.211 | 0 | 0.351 | 0 | 0 | 0 | 0 | 0 | 0.149 | 0 | 0 | 0.22 |  | 0.11 | 0 | 0.381 | 0 | 0 | 0 | 0.118 | 0 | 0 | 0 | 0 | 0 | 0 | 0.019 | 0 | 1.304 | 0 | 0.769 | 0.585 | 0 | 0.413 | 0 | 0 | 0 | 0 | 0.195 | 0 | 0 | 0 | 1.1 | 0 | 0 | 0 | 0 | 0 | 0 | 0 | 0 | 0 | 0 | 0 | 0 | 0 | 0 | 2.565 | 1.366 | 0 | 0.244 | 0 | 0
January 14, 2023 | 0 | 0.225 | 0.062 | 0 | 0 | 0 | 0 | 0 | 0 | 0 | 0 | 0 | 0 | 0.145 | 0 | 0 | 0 | 0 | 0.052 | 0.067 | 0.637 | 0.718 | 1.039 | 0 | 0 | 0 | 0 | 0 | 0 | 0 | 0.094 | 0.346 | 0.789 | 0 | 0 | 0 | 0 | 0 | 0.578 | 0 | 0 | 0 | 0 | 0.063 | 0 | 0 | 0 | 0 | 0.017 | 0 | 0.211 | 0 | 0.351 | 0 | 0 | 0 | 0 | 0 | 0.149 | 0 | 0 | 0.22 |  | 0.11 | 0 | 0.381 | 0 | 0 | 0 | 0.118 | 0 | 0 | 0 | 0 | 0 | 0 | 0.019 | 0 | 2.108 | 0 | 0.769 | 0.585 | 0 | 0.413 | 0 | 0 | 0 | 0 | 0.195 | 0 | 0 | 0 | 1.1 | 0 | 0 | 0 | 0 | 0 | 0 | 0 | 0 | 0 | 0 | 0 | 0 | 0 | 0 | 2.565 | 1.366 | 0 | 0.244 | 0 | 0
January 15, 2023 | 0 | 0.225 | 0.062 | 0 | 0 | 0 | 0 | 0 | 0 | 0 | 0 | 0 | 0 | 0.145 | 0 | 0 | 0 | 0 | 0.052 | 0.067 | 0.637 | 0.718 | 1.039 | 0 | 0 | 0 | 0 | 0 | 0 | 0 | 0.094 | 0.346 | 0.396 | 0 | 0 | 0 | 0 | 0 | 0.578 | 0 | 0 | 0 | 0 | 0.112 | 0 | 0 | 0 | 0 | 0.017 | 0 | 0.211 | 0 | 0.351 | 0 | 0 | 0 | 0 | 0 | 0.149 | 0 | 0 | 0.22 |  | 0.11 | 0 | 0.381 | 0 | 0 | 0 | 0.118 | 0 | 0 | 0 | 0 | 0 | 0 | 0.019 | 0 | 2.108 | 0 | 0.769 | 0.585 | 0 | 0.413 | 0 | 0 | 0 | 0 | 0.195 | 0 | 0 | 0 | 1.1 | 0 | 0 | 0 | 0 | 0 | 0 | 0 | 0 | 0 | 0 | 0 | 0 | 0 | 0 | 1.645 | 1.366 | 0 | 0.244 | 0 | 0
January 16, 2023 | 0 | 0.225 | 0.062 | 0 | 0 | 0 | 0 | 0 | 0 | 0 | 0 | 0 | 0 | 0.145 | 0 | 0 | 0 | 0 | 0.052 | 0.067 | 0.637 | 0 | 1.039 | 0 | 0 | 0 | 0 | 0 | 0 | 0 | 0.094 | 0.346 | 1.134 | 0 | 0 | 0 | 0 | 0 | 0.578 | 0 | 0 | 0 | 0 | 0.112 | 0 | 0 | 0 | 0 | 0.017 | 0 | 0.211 | 0 | 0.351 | 0 | 0 | 0 | 0 | 0 | 0.149 | 0 | 0 | 0.22 |  | 0 | 0 | 0.381 | 0 | 0 | 0 | 0.118 | 0 | 0 | 0 | 0 | 0 | 0 | 0.019 | 0 | 2.108 | 0 | 0.972 | 0.585 | 0 | 0.413 | 0 | 0 | 0 | 0 | 0.195 | 0 | 0 | 0 | 1.1 | 0 | 0 | 0 | 0 | 0 | 0 | 0 | 0 | 0 | 0 | 0 | 0 | 0 | 0 | 1.645 | 2.038 | 0 | 0.244 | 0 | 0
January 17, 2023 | 0 | 0.225 | 0.062 | 0 | 0 | 0 | 0 | 0 | 0 | 0 | 0 | 0 | 0 | 0.145 | 0 | 0 | 0 | 0 | 0.052 | 0.067 | 0.637 | 0 | 1.039 | 0 | 0 | 0 | 0 | 0 | 0 | 0 | 0.094 | 0.346 | 1.134 | 0 | 0 | 0 | 0 | 0 | 0.578 | 0 | 0 | 0 | 0 | 0.112 | 0 | 0 | 0 | 0 | 0.017 | 0 | 0.211 | 0 | 0.351 | 0 | 0 | 0 | 0 | 0 | 0.149 | 0 | 0 | 0.22 |  | 0 | 0 | 0.381 | 0 | 0 | 0 | 0.118 | 0 | 0 | 0 | 0 | 0 | 0 | 0.019 | 0 | 2.108 | 0 | 0.972 | 0.585 | 0 | 0.413 | 0 | 0 | 0 | 0 | 0.195 | 0 | 0 | 0 | 1.1 | 0 | 0 | 0 | 0 | 0 | 0 | 0 | 0 | 0 | 0 | 0 | 0 | 0 | 0 | 0.52 | 2.038 | 0 | 0.244 | 0 | 0
January 18, 2023 | 0 | 0.225 | 0.062 | 0 | 0 | 0 | 0 | 0 | 0 | 0 | 0 | 0 | 0 | 0.145 | 0 | 0 | 0 | 0 | 0.052 | 0.067 | 0.637 | 0 | 1.039 | 0 | 0 | 0 | 0 | 0 | 0 | 0 | 0.094 | 0.346 | 1.134 | 0 | 0 | 0 | 0 | 0 | 0.578 | 0 | 0 | 0 | 0 | 0.112 | 0 | 0 | 0 | 0 | 0.017 | 0 | 0.211 | 0 | 0.351 | 0 | 0 | 0 | 0 | 0 | 0.149 | 0 | 0 | 0.22 |  | 0 | 0 | 0.381 | 0 | 0 | 0 | 0.118 | 0 | 0 | 0 | 0 | 0 | 0 | 0.019 | 0 | 2.108 | 0 | 0.972 | 0.585 | 0 | 0.413 | 0 | 0 | 0 | 0 | 0.195 | 0 | 0 | 0 | 1.1 | 0 | 0 | 0 | 0 | 0 | 0 | 0 | 0 | 0 | 0 | 0 | 0 | 0 | 0 | 0.52 | 2.038 | 0 | 0.244 | 0 | 0
January 19, 2023 | 0 | 0.225 | 0.062 | 0 | 0 | 0 | 0 | 0 | 0 | 0 | 0 | 0 | 0 | 0.145 | 0 | 0 | 0 | 0 | 0.052 | 0.067 | 0.637 | 0 | 1.039 | 0 | 0 | 0 | 0 | 0 | 0 | 0 | 0.094 | 0.346 | 1.134 | 0 | 0 | 0 | 0 | 0 | 0.578 | 0 | 0 | 0 | 0 | 0.112 | 0 | 0 | 0 | 0 | 0.017 | 0 | 0.211 | 0 | 0.351 | 0 | 0 | 0 | 0 | 0 | 0.149 | 0 | 0 | 0.22 |  | 0 | 0 | 0.381 | 0 | 0 | 0 | 0.118 | 0 | 0 | 0 | 0 | 0 | 0 | 0.019 | 0 | 2.108 | 0 | 0.972 | 0.585 | 0 | 0.413 | 0 | 0 | 0 | 0 | 0.195 | 0 | 0 | 0 | 1.1 | 0 | 0 | 0 | 0 | 0 | 0 | 0 | 0 | 0 | 0 | 0 | 0 | 0 | 0 | 0.52 | 2.038 | 0 | 0.244 | 0 | 0
January 20, 2023 | 0 | 0.225 | 0.062 | 0 | 0 | 0 | 0 | 0 | 0 | 0 | 0 | 0 | 0 | 0.145 | 0 | 0 | 0 | 0 | 0.052 | 0.067 | 0.637 | 0.718 | 1.039 | 0 | 0 | 0 | 0 | 0 | 0 | 0 | 0.094 | 0.346 | 1.134 | 0 | 0 | 0 | 0 | 0 | 0.578 | 0 | 0 | 0 | 0 | 0.112 | 0 | 0 | 0 | 0 | 0.017 | 0 | 0.211 | 0 | 0.351 | 0 | 0 | 0 | 0 | 0 | 0.149 | 0 | 0 | 0.22 |  | 0 | 0 | 0.381 | 0 | 0 | 0 | 0.118 | 0 | 0 | 0 | 0 | 0 | 0 | 0.019 | 0 | 2.108 | 0 | 0.972 | 0.585 | 0 | 0.413 | 0 | 0 | 0 | 0 | 0.195 | 0 | 0 | 0 | 1.1 | 0 | 0 | 0 | 0 | 0 | 0 | 0 | 0 | 0 | 0 | 0 | 0 | 0 | 0 | 1.314 | 2.038 | 0 | 0.244 | 0 | 0
January 21, 2023 | 0 | 0.225 | 0.062 | 0 | 0 | 0 | 0 | 0 | 0 | 0 | 0 | 0 | 0 | 0.145 | 0 | 0 | 0 | 0 | 0.052 | 0.067 | 0.637 | 0.718 | 1.039 | 0 | 0 | 0 | 0 | 0 | 0 | 0 | 0.094 | 0.346 | 1.534 | 0 | 0 | 0 | 0 | 0 | 0.578 | 0 | 0 | 0 | 0 | 0.158 | 0 | 0 | 0 | 0 | 0.017 | 0 | 0.211 | 0 | 0.351 | 0 | 0 | 0 | 0 | 0 | 0.149 | 0 | 0 | 0.22 |  | 0 | 0 | 0.381 | 0 | 0 | 0 | 0.118 | 0 | 0 | 0 | 0 | 0 | 0 | 0.019 | 0 | 2.108 | 0 | 0.972 | 0.813 | 0 | 0.413 | 0 | 0 | 0 | 0 | 0.195 | 0 | 0 | 0 | 1.1 | 0 | 0 | 0 | 0 | 0 | 0 | 0 | 0 | 0 | 0 | 0 | 0 | 0 | 0 | 1.314 | 2.038 | 0 | 0.244 | 0 | 0
January 22, 2023 | 0 | 0.225 | 0.062 | 0 | 0 | 0 | 0 | 0 | 0 | 0 | 0 | 0 | 0 | 0.145 | 0 | 0 | 0 | 0 | 0.052 | 0.067 | 0.63 | 0.718 | 1.039 | 0 | 0 | 0 | 0 | 0 | 0 | 0 | 0.094 | 0.346 | 1.534 | 0 | 0 | 0 | 0 | 0 | 0.578 | 0 | 0 | 0 | 0 | 0.109 | 0 | 0 | 0 | 0 | 0.017 | 0 | 0.211 | 0 | 0.351 | 0 | 0 | 0 | 0 | 0 | 0.149 | 0 | 0 | 0.22 |  | 0 | 0 | 0.381 | 0 | 0 | 0 | 0.118 | 0 | 0 | 0 | 0 | 0 | 0 | 0.019 | 0 | 2.108 | 0 | 0.972 | 0.585 | 0 | 0.413 | 0 | 0 | 0 | 0 | 0.195 | 0 | 0 | 0 | 1.1 | 0 | 0 | 0 | 0 | 0 | 0 | 0 | 0 | 0 | 0 | 0 | 0 | 0 | 0 | 1.314 | 2.038 | 0 | 0.244 | 0 | 0
January 23, 2023 | 0 | 0.225 | 0.062 | 0 | 0 | 0 | 0 | 0 | 0 | 0 | 0 | 0 | 0 | 0.145 | 0 | 0 | 0 | 0 | 0.052 | 0.067 | 0.63 | 0 | 1.039 | 0 | 0 | 0 | 0 | 0 | 0 | 0 | 0.094 | 0.346 | 1.534 | 0 | 0 | 0 | 0 | 0 | 0.578 | 0 | 0 | 0 | 0 | 0.109 | 0 | 0 | 0 | 0 | 0.017 | 0 | 0.211 | 0 | 0.351 | 0 | 0 | 0 | 0 | 0 | 0.149 | 0 | 0.625 | 0.22 |  | 0 | 0 | 0.381 | 0 | 0 | 0 | 0.194 | 0 | 0 | 0 | 0 | 0 | 0 | 0.019 | 0 | 1.663 | 0 | 0.972 | 0.585 | 0 | 0.413 | 0 | 0 | 0 | 0 | 0.195 | 0 | 0 | 0 | 1.1 | 0 | 0 | 0 | 0 | 0 | 0 | 0 | 0 | 0 | 0 | 0 | 0 | 0 | 0 | 0.52 | 2.038 | 0 | 0.244 | 0 | 0
January 24, 2023 | 0 | 0.225 | 0.062 | 0 | 0 | 0 | 0 | 0 | 0 | 0 | 0 | 0 | 0 | 0.145 | 0 | 0 | 0 | 0 | 0.052 | 0.067 | 0.63 | 0 | 1.039 | 0 | 0 | 0 | 0 | 0 | 0 | 0 | 0.094 | 0.346 | 1.534 | 0 | 0 | 0 | 0 | 0 | 0.578 | 0 | 0 | 0 | 0 | 0.109 | 0 | 0 | 0 | 0 | 0.017 | 0 | 0.211 | 0 | 0.351 | 0 | 0 | 0 | 0 | 0 | 0.149 | 0 | 0.625 | 0.22 |  | 0.236 | 0 | 0.381 | 0 | 0 | 0 | 0.194 | 0 | 0 | 0 | 0 | 0 | 0 | 0.019 | 0 | 1.663 | 0 | 0.972 | 0.585 | 0 | 0.413 | 0 | 0 | 0 | 0 | 0.195 | 0 | 0 | 0 | 1.1 | 0 | 0 | 0 | 0 | 0 | 0 | 0 | 0 | 0 | 0 | 0 | 0 | 0 | 0 | 0.52 | 2.038 | 0 | 0.244 | 0 | 0
January 25, 2023 | 0 | 0.225 | 0.062 | 0 | 0 | 0 | 0 | 0 | 0 | 0 | 0 | 0 | 0 | 0.145 | 0 | 0 | 0 | 0 | 0.052 | 0.067 | 0.63 | 0 | 1.039 | 0 | 0 | 0 | 0 | 0 | 0 | 0 | 0.094 | 0.346 | 1.534 | 0 | 0 | 0 | 0 | 0 | 0.578 | 0 | 0 | 0 | 0 | 0.119 | 0 | 0 | 0 | 0 | 0.017 | 0 | 0.211 | 0 | 0.351 | 0 | 0 | 0 | 0 | 0 | 0.149 | 0 | 0.625 | 0.624 |  | 0.236 | 0 | 0.381 | 0 | 0 | 0 | 0.194 | 0 | 0 | 0 | 0 | 0 | 0 | 0.019 | 0 | 1.663 | 0 | 0.972 | 0.585 | 0 | 0.413 | 0 | 0 | 0 | 0 | 0.195 | 0 | 0 | 0 | 1.1 | 0 | 0 | 0 | 0 | 0 | 0 | 0 | 0 | 0 | 0 | 0 | 0 | 0 | 0 | 0.52 | 2.038 | 0 | 0.244 | 0 | 0
January 26, 2023 | 0 | 0.225 | 0.062 | 0 | 0 | 0 | 0 | 0 | 0 | 0 | 0 | 0 | 0 | 0.145 | 0 | 0 | 0 | 0 | 0.052 | 0.067 | 0.63 | 0 | 1.039 | 0 | 0 | 0 | 0 | 0 | 0 | 0 | 0.094 | 0.346 | 1.534 | 0 | 0 | 0 | 0 | 0 | 0.578 | 0 | 0 | 0 | 0 | 0.119 | 0 | 0 | 0 | 0 | 0.017 | 0 | 0.211 | 0 | 0.351 | 0 | 0 | 0 | 0 | 0 | 0.149 | 0 | 0.625 | 0.624 |  | 0.236 | 0 | 0.381 | 0 | 0 | 0 | 0.194 | 0 | 0 | 0 | 0 | 0 | 0 | 0.019 | 0 | 1.663 | 0 | 0.972 | 0.585 | 0 | 0.413 | 0 | 0 | 0 | 0 | 0.195 | 0 | 0 | 0 | 1.1 | 0 | 0 | 0 | 0 | 0 | 0 | 0 | 0 | 0 | 0 | 0 | 0 | 0 | 0 | 0.52 | 1.338 | 0 | 0.244 | 0 | 0
January 27, 2023 | 0 | 0.225 | 0.062 | 0 | 0 | 0 | 0 | 0 | 0 | 0 | 0 | 0 | 0 | 0.145 | 0 | 0 | 0 | 0 | 0.052 | 0.067 | 0.63 | 0.718 | 1.039 | 0 | 0 | 0 | 0 | 0 | 0 | 0 | 0.094 | 0.346 | 1.534 | 0 | 0 | 0 | 0 | 0 | 0.578 | 0 | 0 | 0 | 0 | 0.119 | 0 | 0 | 0 | 0 | 0.017 | 0 | 0.211 | 0 | 0.351 | 0 | 0 | 0 | 0 | 0 | 0.149 | 0 | 0.625 | 0.624 |  | 0.236 | 0 | 0.381 | 0 | 0 | 0 | 0.307 | 0 | 0 | 0 | 0 | 0 | 0 | 0.019 | 0 | 1.663 | 0 | 0.972 | 0.585 | 0 | 0.413 | 0 | 0 | 0 | 0 | 0.195 | 0 | 0 | 0 | 1.1 | 0 | 0 | 0 | 0 | 0 | 0 | 0 | 0 | 0 | 0 | 0 | 0 | 0 | 0 | 0.52 | 1.338 | 0 | 0.244 | 0 | 0
January 28, 2023 | 0 | 0.225 | 0.062 | 0 | 0 | 0 | 0 | 0 | 0 | 0 | 0 | 0 | 0 | 0.145 | 0 | 0 | 0 | 0 | 0.052 | 0.067 | 0.63 | 0.718 | 1.039 | 0 | 0 | 0 | 0 | 0 | 0 | 0 | 0.094 | 0.346 | 1.534 | 0 | 0 | 0 | 0 | 0 | 0.578 | 0 | 0 | 0 | 0 | 0.119 | 0 | 0 | 0 | 0 | 0.017 | 0 | 0.211 | 0 | 0.351 | 0 | 0 | 0 | 0 | 0 | 0.149 | 0 | 0.625 | 0.6 |  | 0.236 | 0 | 0.381 | 0 | 0 | 0 | 0.307 | 0 | 0 | 0 | 0 | 0 | 0 | 0.019 | 0 | 1.663 | 0 | 0.972 | 0.585 | 0 | 0.413 | 0 | 0 | 0 | 0 | 0.195 | 0 | 0 | 0 | 1.1 | 0 | 0 | 0 | 0 | 0 | 0 | 0 | 0 | 0 | 0 | 0 | 0 | 0 | 0 | 0.52 | 1.338 | 0 | 0.244 | 0 | 0
January 29, 2023 | 0 | 0.225 | 0.062 | 0 | 0 | 0 | 0 | 0 | 0 | 0 | 0 | 0 | 0 | 0.145 | 0 | 0 | 0 | 0 | 0.052 | 0.067 | 0.63 | 0.718 | 1.039 | 0 | 0 | 0 | 0 | 0 | 0 | 0 | 0.094 | 0 | 1.134 | 0 | 0 | 0 | 0 | 0 | 0.578 | 0 | 0 | 0 | 0 | 0.119 | 0 | 0 | 0 | 0 | 0.017 | 0 | 0.211 | 0 | 0.351 | 0 | 0 | 0 | 0 | 0 | 0.149 | 0 | 0.625 | 0.6 |  | 0.236 | 0 | 0.381 | 0 | 0 | 0 | 0.307 | 0 | 0 | 0 | 0 | 0 | 0 | 0.019 | 0 | 1.663 | 0 | 0.972 | 0.585 | 0 | 0.413 | 0 | 0 | 0 | 0 | 0.195 | 0 | 0 | 0 | 1.1 | 0 | 0 | 0 | 0 | 0 | 0 | 0 | 0 | 0 | 0 | 0 | 0 | 0 | 0 | 0.52 | 1.338 | 0 | 0.244 | 0 | 0
January 30, 2023 | 0 | 0.225 | 0.062 | 0 | 0 | 0 | 0 | 0 | 0 | 0 | 0 | 0 | 0 | 0.145 | 0 | 0 | 0 | 0 | 0.052 | 0.067 | 0.63 | 0 | 1.039 | 0 | 0 | 0 | 0 | 0 | 0 | 0 | 0.094 | 0 | 1.134 | 0 | 0 | 0 | 0 | 0 | 0.578 | 0 | 0 | 0 | 0 | 0.119 | 0 | 0 | 0 | 0 | 0.017 | 0 | 0.211 | 0 | 0.351 | 0 | 0 | 0 | 0 | 0 | 0.149 | 0 | 0.625 | 0.6 |  | 0.236 | 0 | 0.381 | 0 | 0 | 0 | 0.307 | 0 | 0 | 0 | 0 | 0 | 0 | 0.019 | 0 | 1.663 | 0 | 0.972 | 0.585 | 0 | 0.413 | 0 | 0 | 0 | 0 | 0.195 | 0 | 0 | 0 | 1.1 | 0 | 0 | 0 | 0 | 0 | 0 | 0 | 0 | 0 | 0 | 0 | 0 | 0 | 0 | 0.52 | 1.338 | 0 | 0.244 | 0 | 0
January 31, 2023 | 0 | 0.225 | 0.062 | 0 | 0 | 0 | 0 | 0 | 0 | 0 | 0 | 0 | 0 | 0.145 | 0 | 0 | 0 | 0 | 0.052 | 0.067 | 0.63 | 0 | 1.039 | 0 | 0 | 0 | 0 | 0 | 0 | 0 | 0.094 | 0 | 1.134 | 0 | 0 | 0 | 0 | 0 | 0.578 | 0 | 0 | 0 | 0 | 0.119 | 0 | 0 | 0 | 0 | 0.017 | 0 | 0.057 | 0 | 0.351 | 0 | 0 | 0 | 0 | 0 | 0.149 | 0 | 0.625 | 0.6 |  | 0.236 | 0 | 0.381 | 0 | 0 | 0 | 0.307 | 0 | 0 | 0 | 0 | 0 | 0 | 0.019 | 0 | 1.663 | 0 | 0.972 | 0.585 | 0 | 0.413 | 0 | 0 | 0 | 0 | 0.195 | 0 | 0 | 0 | 1.1 | 0 | 0 | 0 | 0 | 0 | 0 | 0 | 0 | 0 | 0 | 0 | 0 | 0 | 0 | 0.52 | 1.338 | 0 | 0.244 | 0 | 0
February 1, 2023 | 0 | 0.225 | 0.062 | 0 | 0 | 0 | 0 | 0 | 0 | 0 | 0 | 0 | 0 | 0.145 | 0 | 0 | 0 | 0 | 0.052 | 0.067 | 0.63 | 0 | 2.118 | 0 | 0 | 0 | 0 | 0 | 0 | 0 | 0.094 | 0 | 1.134 | 0 | 0 | 0 | 0 | 0 | 0.578 | 0 | 0 | 0 | 0 | 0.119 | 0 | 0 | 0 | 0 | 0.017 | 0 | 0.057 | 0 | 0.351 | 0 | 0 | 0 | 0 | 0 | 0.149 | 0 | 0.625 | 0.6 |  | 0.236 | 0 | 0.381 | 0 | 0 | 0 | 0.307 | 0 | 0 | 0 | 0 | 0 | 0 | 0.019 | 0 | 1.663 | 0 | 0.972 | 0.585 | 0 | 0.413 | 0 | 0 | 0 | 0 | 0.195 | 0 | 0 | 0 | 0 | 0 | 0 | 0 | 0 | 0 | 0 | 0 | 0 | 0 | 0 | 0 | 0 | 0 | 0 | 0.52 | 1.338 | 0 | 0.244 | 0 | 0
February 2, 2023 | 0 | 0.225 | 0.062 | 0 | 0 | 0 | 0 | 0 | 0 | 0 | 0 | 0 | 0 | 0.145 | 0 | 0 | 0 | 0 | 0.052 | 0.067 | 0.63 | 0 | 2.118 | 0 | 0 | 0 | 0 | 0 | 0 | 0 | 0.094 | 0 | 1.134 | 0 | 0 | 0 | 0 | 0 | 0.578 | 0 | 0 | 0 | 0 | 0.119 | 0 | 0 | 0 | 0 | 0.017 | 0 | 0.057 | 0 | 0.351 | 0 | 0 | 0 | 0 | 0 | 0.149 | 0 | 0.625 | 0.6 |  | 0.236 | 0 | 0.381 | 0 | 0 | 0 | 0.194 | 0 | 0 | 0 | 0 | 0 | 0 | 0.019 | 0 | 1.663 | 0 | 0.972 | 0.585 | 0 | 0.413 | 0 | 0 | 0 | 0 | 0.195 | 0 | 0 | 0 | 0 | 0 | 0 | 0 | 0 | 0 | 0 | 0 | 0 | 0 | 0 | 0 | 0 | 0 | 0 | 0.975 | 1.338 | 0 | 0.244 | 0 | 0
February 3, 2023 | 0 | 0.225 | 0.062 | 0 | 0 | 0 | 0 | 0 | 0 | 0 | 0 | 0 | 0 | 0.145 | 0 | 0 | 0 | 0 | 0.052 | 0.067 | 0.63 | 0.718 | 2.118 | 0 | 0 | 0 | 0 | 0 | 0 | 0 | 0.094 | 0 | 1.134 | 0 | 0 | 0 | 0 | 0 | 0.578 | 0 | 0 | 0 | 0 | 0.119 | 0 | 0 | 0 | 0 | 0.017 | 0 | 0.057 | 0 | 0.351 | 0 | 0 | 0 | 0 | 0 | 0.149 | 0 | 0.625 | 0.6 |  | 0.236 | 0 | 0.381 | 0 | 0 | 0 | 0.194 | 0 | 0 | 0 | 0 | 0 | 0 | 0.019 | 0 | 1.663 | 0 | 0.972 | 0.585 | 0 | 0.413 | 0 | 0 | 0 | 0 | 0.195 | 0 | 0 | 0 | 0 | 0 | 0 | 0 | 0 | 0 | 0 | 0 | 0 | 0 | 0 | 0 | 0 | 0 | 0 | 0.975 | 1.338 | 0 | 0.244 | 0 | 0
February 4, 2023 | 0 | 0.225 | 0.062 | 0 | 0 | 0 | 0 | 0 | 0 | 0 | 0 | 0 | 0 | 0.145 | 0 | 0 | 0 | 0 | 0.052 | 0.067 | 0.637 | 0.718 | 2.118 | 0 | 0 | 0 | 0 | 0 | 0 | 0 | 0.094 | 0 | 1.134 | 0 | 0 | 0 | 0 | 0 | 0.578 | 0 | 0 | 0 | 0 | 0.119 | 0 | 0 | 0 | 0 | 0.017 | 0 | 0.057 | 0 | 0.351 | 0 | 0 | 0 | 0 | 0 | 0.149 | 0 | 0.625 | 0.6 |  | 0.236 | 0 | 0.381 | 0 | 0 | 0 | 0.307 | 0 | 0 | 0 | 0 | 0 | 0 | 0.019 | 0 | 1.663 | 0 | 0.972 | 0.585 | 0 | 0.413 | 0 | 0 | 0 | 0 | 0.195 | 0 | 0 | 0 | 0 | 0 | 0 | 0 | 0 | 0 | 0 | 0 | 0 | 0 | 0 | 0 | 0 | 0 | 0 | 0.975 | 1.338 | 0 | 0.244 | 0 | 0
February 5, 2023 | 0 | 0.225 | 0.062 | 0 | 0 | 0 | 0 | 0 | 0 | 0 | 0 | 0 | 0 | 0.145 | 0 | 0 | 0 | 0 | 0.052 | 0.067 | 0.637 | 0.718 | 2.118 | 0 | 0 | 0 | 0 | 0 | 0 | 0 | 0.094 | 0 | 1.134 | 0 | 0 | 0 | 0 | 0 | 0.578 | 0 | 0 | 0 | 0 | 0.119 | 0 | 0 | 0 | 0 | 0.017 | 0 | 0.057 | 0 | 0.351 | 0 | 0 | 0 | 0 | 0 | 0.149 | 0 | 0.625 | 0.6 |  | 0.236 | 0 | 0.381 | 0 | 0 | 0 | 0.307 | 0 | 0 | 0 | 0 | 0 | 0 | 0.019 | 0 | 1.663 | 0 | 0.972 | 0.926 | 0 | 0.413 | 0 | 0 | 0 | 0 | 0.195 | 0 | 0 | 0 | 0 | 0 | 0 | 0 | 0 | 0 | 0 | 0 | 0 | 0 | 0 | 0 | 0 | 0 | 0 | 0.975 | 2.023 | 0 | 0.244 | 0 | 0
February 6, 2023 | 0 | 0.225 | 0.062 | 0 | 0 | 0 | 0 | 0 | 0 | 0 | 0 | 0 | 0 | 0.275 | 0 | 0 | 0 | 0 | 0.052 | 0.067 | 0.637 | 0 | 2.118 | 0 | 0 | 0 | 0 | 0 | 0 | 0 | 0.094 | 0 | 1.134 | 0 | 0 | 0 | 0 | 0 | 0.578 | 0 | 0 | 0 | 0 | 0.119 | 0 | 0 | 0 | 0 | 0.017 | 0 | 0.057 | 0 | 0.351 | 0 | 0 | 0 | 0 | 0 | 0.149 | 0 | 0.625 | 0.6 |  | 0.236 | 0 | 0.381 | 0 | 0 | 0 | 0.307 | 0 | 0 | 0 | 0 | 0 | 0 | 0.019 | 0 | 1.663 | 0 | 0.972 | 0.926 | 0 | 0.413 | 0 | 0 | 0 | 0 | 0.195 | 0 | 0 | 0 | 0 | 0 | 0 | 0 | 0 | 0 | 0 | 0 | 0 | 0 | 0 | 0 | 0 | 0 | 0 | 0.975 | 2.023 | 0 | 0.244 | 0 | 0
February 7, 2023 | 0 | 0.225 | 0.062 | 0 | 0 | 0 | 0 | 0 | 0 | 0 | 0 | 0 | 0 | 0.275 | 0 | 0 | 0 | 0 | 0.052 | 0.067 | 0.637 | 0 | 2.118 | 0 | 0 | 0 | 0 | 0 | 0 | 0 | 0.094 | 0 | 1.134 | 0 | 0 | 0 | 0 | 0 | 0.578 | 0 | 0 | 0 | 0 | 0.119 | 0 | 0 | 0 | 0 | 0.017 | 0 | 0.057 | 0 | 0.351 | 0 | 0 | 0 | 0 | 0 | 0.149 | 0 | 0.625 | 0.6 |  | 0.236 | 0 | 0.381 | 0 | 0 | 0 | 0.307 | 0 | 0 | 0 | 0 | 0 | 0 | 0.019 | 0 | 1.663 | 0 | 0.972 | 0.698 | 0 | 0.413 | 0 | 0 | 0 | 0 | 0.195 | 0 | 0 | 0 | 0 | 0 | 0 | 0 | 0 | 0 | 0 | 0 | 0 | 0 | 0 | 0 | 0 | 0 | 0 | 0.975 | 1.351 | 0 | 0.244 | 0 | 0
February 8, 2023 | 0 | 0.225 | 0.062 | 0 | 0 | 0 | 0 | 0 | 0 | 0 | 0 | 0 | 0 | 0.275 | 0 | 0 | 0 | 0 | 0.052 | 0.067 | 0.637 | 0 | 2.118 | 0 | 0 | 0 | 0 | 0 | 0 | 0 | 0.094 | 0 | 1.134 | 0 | 0 | 0 | 0 | 0 | 0.578 | 0 | 0 | 0 | 0 | 0.119 | 0 | 0 | 0 | 0 | 0.017 | 0 | 0.057 | 0 | 0.351 | 0 | 0 | 0 | 0 | 0 | 0.149 | 0 | 0.625 | 0.6 |  | 0.236 | 0 | 0.381 | 0 | 0 | 0 | 0.307 | 0 | 0 | 0 | 0 | 0 | 0 | 0.019 | 0 | 1.663 | 0 | 0.972 | 0.698 | 0 | 0.413 | 0 | 0 | 0 | 0 | 0.195 | 0 | 0 | 0 | 0 | 0 | 0 | 0 | 0 | 0 | 0 | 0 | 0 | 0 | 0 | 0 | 0 | 0 | 0 | 0.52 | 1.351 | 0 | 0.244 | 0 | 0
February 9, 2023 | 0 | 0.225 | 0.062 | 0 | 0 | 0 | 0 | 0 | 0 | 0 | 0 | 0 | 0 | 0.275 | 0 | 0 | 0 | 0 | 0.052 | 0.067 | 0.637 | 0 | 2.118 | 0 | 0 | 0 | 0 | 0 | 0 | 0 | 0.094 | 0 | 1.134 | 0 | 0 | 0 | 0 | 0 | 0.578 | 0 | 0 | 0 | 0 | 0.119 | 0 | 0 | 0 | 0 | 0.017 | 0 | 0.057 | 0 | 0.351 | 0 | 0 | 0 | 0 | 0 | 0.149 | 0 | 0.625 | 0.6 |  | 0.236 | 0 | 0.381 | 0 | 0 | 0 | 0.307 | 0 | 0 | 0 | 0 | 0 | 0 | 0.019 | 0 | 1.663 | 0 | 0.972 | 0.698 | 0 | 0.413 | 0 | 0 | 0 | 0 | 0.195 | 0 | 0 | 0 | 0 | 0 | 0 | 0 | 0 | 0 | 0 | 0 | 0 | 0 | 0 | 0 | 0 | 0 | 0 | 0.52 | 1.351 | 0 | 0.244 | 0 | 0
February 10, 2023 | 0 | 0.225 | 0.062 | 0 | 0 | 0 | 0 | 0 | 0 | 0 | 0 | 0 | 0 | 0.275 | 0 | 0 | 0 | 0 | 0.052 | 0.067 | 0.637 | 0.718 | 2.118 | 0 | 0 | 0 | 0 | 0 | 0 | 0 | 0.094 | 0 | 1.134 | 0 | 0 | 0 | 0 | 0 | 0.578 | 0 | 0 | 0 | 0 | 0.119 | 0 | 0 | 0 | 0 | 0.017 | 0 | 0.057 | 0 | 0.351 | 0 | 0 | 0 | 0 | 0 | 0.149 | 0 | 0.625 | 0.6 |  | 0.236 | 0 | 0.381 | 0 | 0 | 0 | 0.194 | 0 | 0 | 0 | 0 | 0 | 0 | 0.019 | 0 | 1.663 | 0 | 0.972 | 0.698 | 0 | 0.413 | 0 | 0 | 0 | 0 | 0.195 | 0 | 0 | 0 | 0 | 0 | 0 | 0 | 0 | 0 | 0 | 0 | 0 | 0 | 0 | 0 | 0 | 0 | 0 | 0.52 | 1.351 | 0 | 0.244 | 0 | 0
February 11, 2023 | 0 | 0.225 | 0.062 | 0 | 0 | 0 | 0 | 0 | 0 | 0 | 0 | 0 | 0 | 0.275 | 0 | 0 | 0 | 0 | 0.052 | 0.067 | 0.637 | 0.718 | 1.282 | 0 | 0 | 0 | 0 | 0 | 0 | 0 | 0.094 | 0 | 1.134 | 0 | 0 | 0 | 0 | 0 | 0.578 | 0 | 0 | 0 | 0 | 0.119 | 0 | 0 | 0 | 0 | 0.017 | 0 | 0.057 | 0 | 0.351 | 0 | 0 | 0 | 0 | 0 | 0.149 | 0 | 0.625 | 0.6 |  | 0.236 | 0 | 0.381 | 0 | 0 | 0 | 0.194 | 0 | 0 | 0 | 0 | 0 | 0 | 0.019 | 0 | 1.663 | 0 | 0.972 | 0.698 | 0 | 0.413 | 0 | 0 | 0 | 0 | 0.195 | 0 | 0 | 0 | 0 | 0 | 0 | 0 | 0 | 0 | 0 | 0 | 0 | 0 | 0 | 0 | 0 | 0 | 0 | 0.52 | 2.017 | 0 | 0.244 | 0 | 0
February 12, 2023 | 0 | 0.225 | 0.062 | 0 | 0 | 0 | 0 | 0 | 0 | 0 | 0 | 0 | 0 | 0.275 | 0 | 0 | 0 | 0 | 0.052 | 0.067 | 0.637 | 0.718 | 1.282 | 0 | 0 | 0 | 0 | 0 | 0 | 0 | 0.094 | 0 | 1.134 | 0 | 0 | 0 | 0 | 0 | 0.578 | 0 | 0 | 0 | 0 | 0.168 | 0 | 0 | 0 | 0 | 0.017 | 0 | 0.057 | 0 | 0.351 | 0 | 0 | 0 | 0 | 0 | 0.149 | 0 | 0.625 | 0.6 |  | 0.236 | 0 | 0.381 | 0 | 0 | 0 | 0.194 | 0 | 0 | 0 | 0 | 0 | 0 | 0.019 | 0 | 1.663 | 0 | 0.972 | 0.698 | 0 | 0.413 | 0 | 0 | 0 | 0 | 0.195 | 0 | 0 | 0 | 0 | 0 | 0 | 0 | 0 | 0 | 0 | 0 | 0 | 0 | 0 | 0 | 0 | 0 | 0 | 0.52 | 2.017 | 0 | 0.244 | 0 | 0
February 13, 2023 | 0 | 0.225 | 0.062 | 0 | 0 | 0 | 0 | 0 | 0 | 0 | 0 | 0 | 0 | 0.275 | 0 | 0 | 0 | 0 | 0.052 | 0.067 | 0.637 | 0 | 1.282 | 0 | 0 | 0 | 0 | 0 | 0 | 0 | 0.094 | 0 | 1.134 | 0 | 0 | 0 | 0 | 0 | 0.578 | 0 | 0 | 0 | 0 | 0.168 | 0 | 0 | 0 | 0 | 0.017 | 0 | 0.057 | 0 | 0.351 | 0 | 0 | 0 | 0 | 0 | 0.149 | 0 | 0.625 | 0.6 |  | 0.236 | 0 | 0.381 | 0 | 0 | 0 | 0.194 | 0 | 0 | 0 | 0 | 0 | 0 | 0.019 | 0 | 1.663 | 0 | 0.972 | 0.698 | 0 | 0.413 | 0 | 0 | 0 | 0 | 0.195 | 0 | 0 | 0 | 0 | 0 | 0 | 0 | 0 | 0 | 0 | 0 | 0 | 0 | 0 | 0 | 0 | 0 | 0 | 0.52 | 2.017 | 0 | 0.244 | 0 | 0
February 14, 2023 | 0 | 0.225 | 0.062 | 0 | 0 | 0 | 0 | 0 | 0 | 0 | 0 | 0 | 0 | 0.145 | 0 | 0 | 0 | 0 | 0.052 | 0.067 | 0.637 | 0 | 1.282 | 0 | 0 | 0 | 0 | 0 | 0 | 0 | 0.094 | 0 | 1.134 | 0 | 0 | 0 | 0 | 0 | 0.578 | 0 | 0 | 0 | 0 | 0.168 | 0 | 0 | 0 | 0 | 0.017 | 0 | 0.057 | 0 | 0.351 | 0 | 0 | 0 | 0 | 0 | 0.149 | 0 | 0.625 | 0.6 |  | 0.236 | 0 | 0.381 | 0 | 0 | 0 | 0.194 | 0 | 0 | 0 | 0 | 0 | 0 | 0.019 | 0 | 1.663 | 0 | 0.972 | 0.698 | 0 | 0.413 | 0 | 0 | 0 | 0 | 0.195 | 0 | 0 | 0 | 0 | 0 | 0 | 0 | 0 | 0 | 0 | 0 | 0 | 0 | 0 | 0 | 0 | 0 | 0 | 0.52 | 2.017 | 0 | 0.244 | 0 | 0
February 15, 2023 | 0 | 0.225 | 0.062 | 0 | 0 | 0 | 0 | 0 | 0 | 0 | 0 | 0 | 0 | 0.145 | 0 | 0 | 0 | 0 | 0.052 | 0.067 | 0.637 | 0 | 1.282 | 0 | 0 | 0 | 0 | 0 | 0 | 0 | 0.094 | 0 | 1.134 | 0 | 0 | 0 | 0 | 0 | 0.578 | 0 | 0 | 0 | 0 | 0.168 | 0 | 0 | 0 | 0 | 0.017 | 0 | 0.057 | 0 | 0.351 | 0 | 0 | 0 | 0 | 0 | 0.149 | 0 | 0.625 | 0.6 |  | 0.236 | 0 | 0.381 | 0 | 0 | 0 | 0.194 | 0 | 0 | 0 | 0 | 0 | 0 | 0.019 | 0 | 1.663 | 0 | 0.972 | 0.698 | 0 | 0.413 | 0 | 0 | 0 | 0 | 0.195 | 0 | 0 | 0 | 0 | 0 | 0 | 0 | 0 | 0 | 0 | 0 | 0 | 0 | 0 | 0 | 0 | 0 | 0 | 0.52 | 2.677 | 0 | 0.244 | 0 | 0
February 16, 2023 | 0 | 0.225 | 0.062 | 0 | 0 | 0 | 0 | 0 | 0 | 0 | 0 | 0 | 0 | 0.275 | 0 | 0 | 0 | 0 | 0.052 | 0.067 | 0.637 | 0 | 1.282 | 0 | 0 | 0 | 0 | 0 | 0 | 0 | 0.094 | 0 | 1.134 | 0 | 0 | 0 | 0 | 0 | 0.578 | 0 | 0 | 0 | 0 | 0.168 | 0 | 0 | 0 | 0 | 0.017 | 0 | 0.057 | 0 | 0.351 | 0 | 0 | 0 | 0 | 0 | 0.149 | 0 | 0.625 | 0.6 |  | 0.236 | 0 | 0.381 | 0 | 0 | 0 | 0.194 | 0 | 0 | 0 | 0 | 0 | 0 | 0.019 | 0 | 1.663 | 0 | 0.972 | 0.698 | 0 | 0.413 | 0 | 0 | 0 | 0 | 0.195 | 0 | 0 | 0 | 0 | 0 | 0 | 0 | 0 | 0 | 0 | 0 | 0 | 0 | 0 | 0 | 0 | 0 | 0 | 0.52 | 2.677 | 0 | 0.244 | 0 | 0
February 17, 2023 | 0 | 0.225 | 0.062 | 0 | 0 | 0 | 0 | 0 | 0 | 0 | 0 | 0 | 0 | 0.275 | 0 | 0 | 0 | 0 | 0.052 | 0.067 | 0.637 | 0.718 | 1.282 | 0 | 0 | 0 | 0 | 0 | 0 | 0 | 0.094 | 0 | 1.134 | 0 | 0 | 0 | 0 | 0 | 0.578 | 0 | 0 | 0 | 0 | 0.168 | 0 | 0 | 0 | 0 | 0.017 | 0 | 0.057 | 0.476 | 0.351 | 0 | 0 | 0 | 0 | 0 | 0.149 | 0 | 0.625 | 0.6 |  | 0.236 | 0 | 0.381 | 0 | 0 | 0 | 0.194 | 0 | 0 | 0 | 0 | 0 | 0 | 0 | 0 | 1.663 | 0 | 1.33 | 0.698 | 0 | 0.413 | 0 | 0 | 0 | 0 | 0.195 | 0 | 0 | 0 | 0 | 0 | 0 | 0 | 0 | 0 | 0 | 0 | 0 | 0 | 0 | 0 | 0 | 0 | 0 | 0.52 | 3.337 | 0 | 0.244 | 0 | 0
February 18, 2023 | 0 | 0.225 | 0.062 | 0 | 0 | 0 | 0 | 0 | 0 | 0 | 0 | 0 | 0 | 0.275 | 0 | 0 | 0 | 0 | 0.052 | 0.067 | 0.637 | 0.718 | 1.282 | 0 | 0 | 0 | 0 | 0 | 0 | 0 | 0.094 | 0 | 1.134 | 0 | 0 | 0 | 0 | 0 | 0.578 | 0 | 0 | 0 | 0 | 0.168 | 0 | 0 | 0 | 0 | 0.017 | 0 | 0.057 | 0.476 | 0.351 | 0 | 0 | 0 | 0 | 0 | 0 | 0 | 0.625 | 0.6 |  | 0.236 | 0 | 0.381 | 0 | 0 | 0 | 0.194 | 0 | 0 | 0 | 0 | 0 | 0 | 0 | 0 | 1.663 | 0 | 1.33 | 0.698 | 0.455 | 0.413 | 0 | 0 | 0 | 0 | 0.195 | 0 | 0 | 0 | 0 | 0 | 0 | 0 | 0 | 0 | 0 | 0 | 0 | 0 | 0 | 0 | 0 | 0 | 0 | 0.52 | 3.337 | 0 | 0.244 | 0 | 0
February 19, 2023 | 0 | 0.225 | 0.062 | 0 | 0 | 0 | 0 | 0 | 0 | 0 | 0 | 0 | 0 | 0.275 | 0 | 0 | 0 | 0 | 0.052 | 0.067 | 0.637 | 0.718 | 1.282 | 0 | 0 | 0 | 0 | 0 | 0 | 0 | 0.094 | 0 | 1.134 | 0 | 0 | 0 | 0 | 0 | 0.578 | 0 | 0 | 0 | 0 | 0.106 | 0 | 0 | 0 | 0 | 0.017 | 0 | 0.057 | 0.476 | 0.351 | 0 | 0 | 0 | 0 | 0 | 0 | 0 | 0.625 | 0.6 |  | 0.236 | 0 | 0.381 | 0 | 0 | 0 | 0.194 | 0 | 0 | 0 | 0 | 0 | 0 | 0 | 0 | 1.663 | 0 | 1.33 | 0.715 | 0.455 | 0.413 | 0 | 0 | 0 | 0 | 0.195 | 0 | 0 | 0 | 0 | 0 | 0 | 0 | 0 | 0 | 0 | 0 | 0 | 0 | 0 | 0 | 0 | 0 | 0 | 0.52 | 3.337 | 0 | 0.244 | 0 | 0
February 20, 2023 | 0 | 0.225 | 0.062 | 0 | 0 | 0 | 0 | 0 | 0 | 0 | 0 | 0 | 0 | 0.275 | 0 | 0 | 0 | 0 | 0.052 | 0.067 | 0.637 | 0 | 1.282 | 0 | 0 | 0 | 0 | 0 | 0 | 0 | 0.094 | 0 | 1.134 | 0 | 0 | 0 | 0 | 0 | 0.578 | 0 | 0 | 0 | 0 | 0.106 | 0 | 0 | 0 | 0 | 0.017 | 0 | 0.057 | 0.476 | 0.351 | 0 | 0 | 0 | 0 | 0 | 0 | 0 | 0.625 | 0.6 |  | 0.236 | 0 | 0.381 | 0 | 0 | 0 | 0.194 | 0 | 0 | 0 | 0 | 0 | 0 | 0 | 0 | 1.663 | 0 | 1.33 | 0.715 | 0.455 | 0.413 | 0 | 0 | 0 | 0 | 0.195 | 0 | 0 | 0 | 0 | 0 | 0 | 0 | 0 | 0 | 0 | 0 | 0 | 0 | 0 | 0 | 0 | 0 | 0 | 0.975 | 3.337 | 0 | 0.244 | 0 | 0
February 21, 2023 | 0 | 0.225 | 0.062 | 0 | 0 | 0 | 0 | 0 | 0 | 0 | 0 | 0 | 0 | 0.275 | 0 | 0 | 0 | 0 | 0.052 | 0.067 | 0.637 | 0 | 1.282 | 0 | 0 | 0 | 0 | 0 | 0 | 0 | 0.094 | 0 | 1.134 | 0 | 0 | 0 | 0 | 0 | 0.578 | 0 | 0 | 0 | 0 | 0.106 | 0 | 0 | 0 | 0 | 0.017 | 0 | 0.057 | 0.476 | 0.351 | 0 | 0 | 0 | 0 | 0 | 0 | 0 | 0.625 | 0.6 |  | 0.236 | 0 | 0.381 | 0 | 0 | 0 | 0.194 | 0 | 0 | 0 | 0 | 0 | 0 | 0 | 0 | 1.663 | 0 | 1.33 | 0.715 | 0.455 | 0.413 | 0 | 0 | 0 | 0 | 0.195 | 0 | 0 | 0 | 0 | 0 | 0 | 0 | 0 | 0 | 0 | 0 | 0 | 0 | 0 | 0 | 0 | 0 | 0 | 0.975 | 3.337 | 0 | 0.244 | 0 | 0
February 22, 2023 | 0 | 0.225 | 0.062 | 0 | 0 | 0 | 0 | 0 | 0 | 0 | 0 | 0 | 0 | 0.275 | 0 | 0 | 0 | 0 | 0.052 | 0.067 | 0.637 | 0 | 1.282 | 0 | 0 | 0 | 0 | 0 | 0 | 0 | 0.094 | 0 | 1.134 | 0 | 0 | 0 | 0 | 0 | 0.578 | 0 | 0 | 0 | 0 | 0.106 | 0 | 0 | 0 | 0 | 0.017 | 0 | 0.057 | 0.476 | 0.351 | 0 | 0 | 0 | 0 | 0 | 0 | 0 | 0.625 | 0.6 |  | 0.236 | 0 | 0.381 | 0 | 0 | 0 | 0.194 | 0 | 0 | 0 | 0 | 0 | 0 | 0 | 0 | 1.663 | 0 | 1.33 | 0.715 | 0.455 | 0.413 | 0 | 0 | 0 | 0 | 0.195 | 0 | 0 | 0 | 0 | 0 | 0 | 0 | 0 | 0 | 0 | 0 | 0 | 0 | 0 | 0 | 0 | 0 | 0 | 0.975 | 3.337 | 0 | 0.244 | 0 | 0
February 23, 2023 | 0 | 0.225 | 0.062 | 0 | 0 | 0 | 0 | 0 | 0 | 0 | 0 | 0 | 0 | 0.275 | 0 | 0 | 0 | 0 | 0.052 | 0.067 | 0.637 | 0 | 1.282 | 0 | 0 | 0 | 0 | 0 | 0 | 0 | 0.094 | 0 | 1.134 | 0 | 0 | 0 | 0 | 0 | 0.578 | 0 | 0 | 0 | 0 | 0.106 | 0 | 0 | 0 | 0 | 0.017 | 0 | 0.057 | 0.476 | 0.351 | 0 | 0 | 0 | 0 | 0 | 0 | 0 | 0.625 | 0.6 |  | 0 | 0 | 0.381 | 0 | 0 | 0 | 0.194 | 0 | 0 | 0 | 0 | 0 | 0 | 0 | 0 | 1.663 | 0 | 1.33 | 0.715 | 0.455 | 0.413 | 0 | 0 | 0 | 0 | 0.195 | 0 | 0 | 0 | 0 | 0 | 0 | 0 | 0 | 0 | 0 | 0 | 0 | 0 | 0 | 0 | 0 | 0 | 0 | 0.975 | 3.337 | 0 | 0.244 | 0 | 0
February 24, 2023 | 0 | 0.225 | 0.062 | 0 | 0 | 0 | 0 | 0 | 0 | 0 | 0 | 0 | 0 | 0.275 | 0 | 0 | 0 | 0 | 0.052 | 0.417 | 0.637 | 0.718 | 1.282 | 0 | 0 | 0 | 0 | 0 | 0 | 0 | 0.094 | 0 | 1.134 | 0 | 0 | 0 | 0 | 0 | 0.578 | 0 | 0 | 0 | 0 | 0.106 | 0 | 0 | 0 | 0 | 0.017 | 0 | 0.057 | 0.476 | 0.351 | 0 | 0 | 0 | 0 | 0 | 0 | 0 | 0.625 | 0.6 |  | 0 | 0 | 0.381 | 0 | 0 | 0 | 0.194 | 0 | 0 | 0 | 0 | 0 | 0 | 0 | 0 | 1.663 | 0 | 1.33 | 0.715 | 0 | 0.413 | 0 | 0 | 0 | 0 | 0.195 | 0 | 0 | 0 | 0 | 0 | 0 | 0 | 0 | 0 | 0 | 0 | 0 | 0 | 0 | 0 | 0 | 0 | 0 | 0.975 | 3.337 | 0 | 0.244 | 0 | 0
February 25, 2023 | 0 | 0.225 | 0.062 | 0 | 0 | 0 | 0 | 0 | 0 | 0 | 0 | 0 | 0 | 0.275 | 0 | 0 | 0 | 0 | 0.052 | 0.417 | 0.637 | 0.718 | 1.282 | 0 | 0 | 0 | 0 | 0 | 0 | 0 | 0.094 | 0 | 1.134 | 0 | 0 | 0 | 0 | 0 | 0.578 | 0 | 0 | 0 | 0 | 0.128 | 0 | 0.192 | 0 | 0 | 0.017 | 0 | 0.057 | 0.476 | 0.351 | 0 | 0 | 0 | 0 | 0 | 0 | 0 | 0.625 | 0.6 |  | 0 | 0 | 0.381 | 0 | 0 | 0 | 0.194 | 0 | 0 | 0 | 0 | 0 | 0 | 0 | 0 | 1.663 | 0 | 1.33 | 0.715 | 0 | 0.413 | 0 | 0 | 0 | 0 | 0.195 | 0 | 0 | 0 | 0 | 0 | 0 | 0 | 0 | 0 | 0 | 0 | 0 | 0 | 0 | 0 | 0 | 0 | 0 | 0.975 | 3.337 | 0 | 0.244 | 0 | 0
February 26, 2023 | 0 | 0.225 | 0.062 | 0 | 0 | 0 | 0 | 0 | 0 | 0 | 0 | 0 | 0 | 0.275 | 0 | 0 | 0 | 0 | 0.052 | 0.417 | 0.637 | 0.718 | 1.282 | 0 | 0 | 0 | 0 | 0 | 0 | 0 | 0.094 | 0 | 1.134 | 0 | 0 | 0 | 0 | 0 | 0.578 | 0 | 0 | 0 | 0 | 0.128 | 0 | 0.192 | 0 | 0 | 0.017 | 0 | 0.057 | 0.476 | 0.351 | 0 | 0 | 0 | 0 | 0 | 0 | 0 | 0.625 | 0.6 |  | 0.097 | 0 | 0.381 | 0 | 0 | 0 | 0.194 | 0 | 0 | 0 | 0 | 0 | 0 | 0 | 0 | 1.663 | 0 | 1.33 | 0.715 | 0 | 0.413 | 0 | 0 | 0 | 0 | 0.195 | 0 | 0 | 0 | 0 | 0 | 0 | 0 | 0 | 0 | 0 | 0 | 0 | 0 | 0 | 0 | 0 | 0 | 0 | 0.975 | 2.671 | 0 | 0.244 | 0 | 0
February 27, 2023 | 0 | 0.225 | 0.062 | 0 | 0 | 0 | 0 | 0 | 0 | 0 | 0 | 0 | 0 | 0.335 | 0 | 0 | 0 | 0 | 0.052 | 0.067 | 0.637 | 0 | 1.282 | 0 | 0 | 0 | 0 | 0 | 0 | 0 | 0.094 | 0 | 1.134 | 0 | 0 | 0 | 0 | 0 | 0.578 | 0 | 0 | 0 | 0 | 0.128 | 0 | 0.192 | 0 | 0 | 0.017 | 0 | 0.057 | 0.476 | 0.351 | 0 | 0 | 0.081 | 0 | 0 | 0 | 0 | 0.625 | 0.6 |  | 0.35 | 0 | 0.381 | 0 | 0 | 0 | 0.501 | 0 | 0 | 0 | 0 | 0 | 0 | 0 | 0 | 1.663 | 0 | 1.109 | 0.715 | 0 | 0.413 | 0 | 0 | 0 | 0 | 0.195 | 0 | 0 | 0 | 0 | 0 | 0 | 0 | 0 | 0 | 0 | 0 | 0 | 0 | 0 | 0 | 0 | 0 | 0 | 0.975 | 2.671 | 0 | 0.244 | 0 | 0
February 28, 2023 | 0 | 0.225 | 0.062 | 0 | 0 | 0 | 0 | 0 | 0 | 0 | 0 | 0 | 0 | 0.335 | 0 | 0 | 0 | 0 | 0.052 | 0.067 | 0.637 | 0 | 1.282 | 0 | 0 | 0 | 0 | 0 | 0 | 0 | 0.094 | 0 | 1.134 | 0 | 0 | 0 | 0 | 0 | 0.578 | 0 | 0 | 0 | 0 | 0.128 | 0 | 0.192 | 0 | 0 | 0.017 | 0 | 0.057 | 0.476 | 0.351 | 0 | 0 | 0.081 | 0 | 0 | 0 | 0 | 0.625 | 0.6 |  | 0.35 | 0 | 0 | 0 | 0 | 0 | 0.501 | 0 | 0 | 0 | 0 | 0 | 0 | 0 | 0 | 1.663 | 0 | 1.109 | 0.715 | 0 | 0.413 | 0 | 0 | 0 | 0 | 0.195 | 0 | 0 | 0 | 0 | 0 | 0 | 0 | 0 | 0 | 0 | 0 | 0 | 0 | 0 | 0 | 0 | 0 | 0 | 0.52 | 2.671 | 0 | 0.244 | 0 | 0
March 1, 2023 | 0 | 0.225 | 0.062 | 0 | 0 | 0 | 0 | 0 | 0 | 0 | 0 | 0 | 0 | 0.41 | 0 | 0 | 0 | 0 | 0.052 | 0.067 | 1.124 | 0 | 1.504 | 0 | 0 | 0 | 0 | 0 | 0 | 0 | 0.094 | 0 | 1.134 | 0 | 0 | 0 | 0 | 0 | 0.578 | 0 | 0 | 0.137 | 0 | 0.128 | 0 | 0.192 | 0 | 0 | 0.017 | 0.206 | 0.057 | 0.476 | 0.351 | 0 | 0 | 0.081 | 0 | 0 | 0 | 0 | 0.625 | 0.6 |  | 0.35 | 0 | 0 | 0 | 0 | 0 | 0.501 | 0 | 0 | 0 | 0 | 0 | 0 | 0 | 0 | 1.663 | 0 | 1.322 | 0.715 | 0 | 0.413 | 0 | 0 | 0 | 0 | 0.195 | 0 | 0 | 0 | 0 | 0 | 0 | 0 | 0 | 0 | 0 | 0 | 0 | 0 | 0 | 0.121 | 0 | 0 | 0 | 0.52 | 2.671 | 0 | 0.244 | 0 | 0
March 2, 2023 | 0 | 0.225 | 0.062 | 0 | 0 | 0 | 0 | 0 | 0 | 0 | 0 | 0 | 0 | 0.41 | 0 | 0 | 0 | 0 | 0.052 | 0.067 | 1.124 | 0 | 1.504 | 0 | 0 | 0 | 0 | 0 | 0 | 0 | 0.094 | 0 | 1.134 | 0 | 0 | 0 | 0 | 0 | 0.578 | 0 | 0 | 0.137 | 0 | 0.128 | 0 | 0.192 | 0 | 0 | 0.017 | 0.206 | 0.057 | 0.476 | 0.351 | 0 | 0 | 0 | 0 | 0 | 0 | 0 | 0.625 | 0.6 |  | 0.35 | 0 | 0 | 0 | 0 | 0 | 0.501 | 0 | 0 | 0 | 0 | 0 | 0 | 0 | 0 | 1.663 | 0 | 1.951 | 0.715 | 0 | 0.413 | 0 | 0 | 0 | 0 | 0.195 | 0 | 0 | 0 | 0 | 0 | 0 | 0 | 0 | 0 | 0 | 0 | 0 | 0 | 0 | 0.121 | 0 | 0 | 0 | 1.255 | 2.671 | 0 | 0.244 | 0 | 0
March 3, 2023 | 0 | 0.225 | 0.062 | 0 | 0 | 0 | 0 | 0 | 0 | 0 | 0 | 0 | 0 | 0.41 | 0 | 0 | 0 | 0 | 0.052 | 0.539 | 1.124 | 0.718 | 1.504 | 0 | 0 | 0 | 0 | 0 | 0 | 0 | 0.094 | 0 | 1.134 | 0 | 0 | 0 | 0 | 0 | 0.578 | 0 | 0 | 0.137 | 0 | 0.128 | 0 | 0.192 | 0 | 0 | 0.017 | 0.206 | 0.057 | 0.476 | 0.351 | 0 | 0 | 0 | 0 | 0 | 0 | 0 | 0.625 | 0.6 |  | 0.35 | 0 | 0 | 0 | 0 | 0 | 0.501 | 0 | 0 | 0 | 0 | 0 | 0 | 0 | 0 | 1.663 | 0 | 1.951 | 0.715 | 0.585 | 0.413 | 0 | 0 | 0 | 0 | 0.195 | 0 | 0 | 0 | 0 | 0 | 0 | 0 | 0 | 0 | 0 | 0 | 0 | 0 | 0 | 0.121 | 0 | 0 | 0 | 1.255 | 2.671 | 0 | 0.244 | 0 | 0
March 4, 2023 | 0 | 0.225 | 0.062 | 0 | 0 | 0 | 0 | 0 | 0 | 0 | 0 | 0 | 0 | 0.41 | 0 | 0 | 0 | 0 | 0.052 | 0.539 | 1.124 | 0.718 | 1.504 | 0 | 0 | 0 | 0 | 0 | 0 | 0 | 0.094 | 0 | 1.134 | 0 | 0 | 0 | 0 | 0 | 0.578 | 0 | 0 | 0.137 | 0 | 0.128 | 0 | 0.192 | 0 | 0 | 0.017 | 0.206 | 0.057 | 0.476 | 0.351 | 0 | 0 | 0 | 0 | 0 | 0 | 0 | 0.625 | 0.6 |  | 0.731 | 0 | 0 | 0 | 0 | 0 | 0.501 | 0 | 0 | 0 | 0 | 0 | 0 | 0 | 0 | 1.663 | 0 | 2.78 | 0.715 | 0.585 | 0.413 | 0 | 0 | 0 | 0 | 0.195 | 0 | 0 | 0 | 0 | 0 | 0 | 0 | 0 | 0 | 0 | 0 | 0 | 0 | 0 | 0.121 | 0 | 0 | 0 | 1.255 | 2.671 | 0 | 0.244 | 0 | 0
March 5, 2023 | 0 | 0.225 | 0.062 | 0 | 0 | 0 | 0 | 0 | 0 | 0 | 0 | 0 | 0 | 0.41 | 0 | 0 | 0 | 0 | 0.052 | 0.539 | 1.124 | 0.718 | 1.504 | 0 | 0 | 0 | 0 | 0 | 0 | 0 | 0.094 | 0 | 1.134 | 0 | 0 | 0 | 0 | 0 | 0.578 | 0 | 0 | 0.137 | 0.434 | 0.128 | 0 | 0.192 | 0 | 0 | 0.017 | 0.206 | 0.057 | 0.476 | 0.351 | 0 | 0 | 0 | 0 | 0 | 0 | 0 | 0 | 0.6 |  | 0.731 | 0 | 0 | 0 | 0 | 0 | 0.501 | 0 | 0 | 0 | 0 | 0 | 0 | 0 | 0 | 1.663 | 0 | 2.78 | 0.715 | 0.585 | 0.413 | 0 | 0 | 0 | 0 | 0.195 | 0 | 0 | 0 | 0 | 0 | 0 | 0 | 0 | 0 | 0 | 0 | 0 | 0 | 0 | 0.121 | 0 | 0 | 0 | 1.255 | 1.986 | 0 | 0.244 | 0 | 0.408
March 6, 2023 | 0 | 0.225 | 0.062 | 0 | 0 | 0 | 0 | 0 | 0 | 0 | 0 | 0 | 0 | 0.41 | 0 | 0 | 0 | 0 | 0.052 | 0.067 | 1.124 | 0 | 1.504 | 0 | 0 | 0 | 0 | 0 | 0 | 0 | 0.094 | 0 | 1.134 | 0 | 0 | 0 | 0 | 0 | 0.578 | 0 | 0 | 0.137 | 0.434 | 0.118 | 0 | 0.192 | 0 | 0 | 0.017 | 0.206 | 0.057 | 0.476 | 0.351 | 0 | 0 | 0 | 0 | 0 | 0 | 0 | 0.625 | 1.02 |  | 0.731 | 0 | 0 | 0 | 0 | 0 | 0.501 | 0 | 0 | 0 | 0 | 0 | 0 | 0 | 0 | 1.663 | 0 | 2.574 | 0.715 | 0.585 | 0.413 | 0 | 0 | 0 | 0 | 0.195 | 0 | 0 | 0 | 0 | 0 | 0 | 0 | 0 | 0 | 0 | 0 | 0 | 0 | 0 | 0.121 | 0 | 0 | 0 | 1.255 | 2.652 | 0 | 0.244 | 0 | 0
March 7, 2023 | 0 | 0.225 | 0.062 | 0 | 0 | 0 | 0 | 0 | 0 | 0 | 0 | 0 | 0 | 0.41 | 0 | 0 | 0 | 0 | 0.052 | 0.067 | 1.124 | 0 | 1.504 | 0 | 0 | 0 | 0 | 0 | 0 | 0 | 0.094 | 0 | 1.134 | 0 | 0 | 0 | 0 | 0 | 0.578 | 0 | 0 | 0.137 | 0.434 | 0.118 | 0 | 0.192 | 0 | 0 | 0.017 | 0.206 | 0.057 | 0.476 | 0.351 | 0 | 0 | 0 | 0 | 0 | 0 | 0 | 0.625 | 1.02 |  | 0.731 | 0 | 0 | 0 | 0 | 0 | 0.501 | 0 | 0 | 0 | 0 | 0 | 0 | 0 | 0 | 1.663 | 0 | 2.574 | 0.715 | 0 | 0.413 | 0 | 0 | 0 | 0 | 0.195 | 0 | 0 | 0 | 0 | 0 | 0 | 0 | 0 | 0 | 0 | 0 | 0 | 0 | 0 | 0.121 | 0 | 0 | 0 | 0.52 | 2.652 | 0 | 0.244 | 0 | 0
March 8, 2023 | 0 | 0.225 | 0.062 | 0 | 0 | 0 | 0 | 0 | 0 | 0 | 0 | 0 | 0 | 0.41 | 0 | 0 | 0 | 0 | 0.052 | 0.067 | 1.124 | 0 | 1.504 | 0 | 0 | 0 | 0 | 0 | 0 | 0 | 0.094 | 0 | 0.396 | 0 | 0 | 0 | 0 | 0 | 0.578 | 0 | 0 | 0.137 | 0.434 | 0.118 | 0 | 0.192 | 0 | 0 | 0.017 | 0.206 | 0.057 | 0.476 | 0.351 | 0 | 0 | 0 | 0 | 0 | 0 | 0 | 0.625 | 1.02 |  | 0.731 | 0 | 0 | 0 | 0 | 0 | 0.501 | 0 | 0 | 0 | 0 | 0 | 0 | 0 | 0 | 1.663 | 0 | 2.574 | 0.715 | 0 | 0.413 | 0 | 0 | 0 | 0 | 0.195 | 0 | 0 | 0 | 0 | 0 | 0 | 0 | 0 | 0 | 0 | 0 | 0 | 0 | 0 | 0.121 | 0 | 0 | 0 | 0.92 | 2.652 | 0 | 0.244 | 0 | 0
March 9, 2023 | 0 | 0.225 | 0.062 | 0 | 0 | 0 | 0 | 0 | 0 | 0 | 0 | 0 | 0 | 0.41 | 0 | 0 | 0 | 0 | 0.052 | 0.067 | 1.124 | 0 | 1.504 | 0 | 0 | 0 | 0 | 0 | 0 | 0 | 0.094 | 0 | 0.396 | 0 | 0 | 0 | 0 | 0 | 0.578 | 0 | 0 | 0.137 | 0.434 | 0.118 | 0 | 0.192 | 0 | 0 | 0.017 | 0.206 | 0.057 | 0.476 | 0.351 | 0 | 0 | 0 | 0 | 0 | 0 | 0 | 0.625 | 1.02 |  | 0.731 | 0 | 0 | 0 | 0 | 0 | 0.501 | 0 | 0 | 0 | 0 | 0 | 0 | 0 | 0 | 1.663 | 0 | 2.574 | 0.715 | 0 | 0.413 | 0 | 0 | 0 | 0 | 0.195 | 0 | 0 | 0 | 0 | 0 | 0 | 0 | 0 | 0 | 0 | 0 | 0 | 0 | 0 | 0.121 | 0 | 0 | 0 | 0.92 | 2.652 | 0 | 0.244 | 0 | 0
March 10, 2023 | 0 | 0.225 | 0.062 | 0 | 0 | 0 | 0 | 0 | 0 | 0 | 0 | 0 | 0 | 0.41 | 0 | 0 | 0 | 0 | 0.052 | 0.79 | 1.124 | 0.718 | 1.504 | 0 | 0 | 0 | 0 | 0 | 0 | 0 | 0.094 | 0 | 0.396 | 0 | 0 | 0 | 0 | 0 | 0.578 | 0 | 0 | 0.137 | 0.434 | 0.118 | 0 | 0.192 | 0 | 0 | 0.017 | 0.206 | 0.057 | 0.476 | 0.351 | 0 | 0 | 0 | 0 | 0 | 0 | 0 | 0.625 | 1.02 |  | 0.731 | 0 | 0 | 0 | 0 | 0 | 0.501 | 0 | 0 | 0 | 0 | 0 | 0 | 0 | 0 | 1.663 | 0 | 2.574 | 0.715 | 0 | 0.413 | 0 | 0 | 0 | 0 | 0.195 | 0 | 0 | 0 | 0 | 0 | 0 | 0 | 0 | 0 | 0 | 0 | 0 | 0 | 0 | 0.121 | 0 | 0 | 0 | 0.92 | 2.652 | 0 | 0.244 | 0 | 0
March 11, 2023 | 0 | 0.225 | 0.062 | 0 | 0 | 0 | 0 | 0 | 0 | 0 | 0 | 0 | 0 | 0.41 | 0 | 0 | 0 | 0 | 0.052 | 0.79 | 1.124 | 0.718 | 1.504 | 0 | 0 | 0 | 0 | 0 | 0 | 0 | 0.094 | 0 | 0.396 | 0 | 0 | 0 | 0 | 0 | 0.578 | 0 | 0 | 0.137 | 0.434 | 0.118 | 0 | 0.192 | 0 | 0.156 | 0.017 | 0.206 | 0.057 | 0.476 | 0.351 | 0 | 0 | 0 | 0 | 0 | 0 | 0 | 0.625 | 1.02 |  | 0.731 | 0 | 0.381 | 0 | 0 | 0 | 0.501 | 0 | 0 | 0 | 0 | 0 | 0 | 0 | 0 | 1.663 | 0 | 2.574 | 0.715 | 0 | 0.413 | 0 | 0 | 0 | 0 | 0.195 | 0 | 0 | 0 | 0 | 0 | 0 | 0 | 0 | 0 | 0 | 0 | 0 | 0 | 0 | 0.121 | 0 | 0 | 0 | 0.92 | 2.652 | 0 | 0.244 | 0 | 0
March 12, 2023 | 0 | 0.225 | 0.062 | 0 | 0 | 0 | 0 | 0 | 0 | 0 | 0 | 0 | 0 | 0.41 | 0 | 0 | 0 | 0 | 0.137 | 0.79 | 1.124 | 0.718 | 1.504 | 0 | 0 | 0 | 0 | 0 | 0 | 0 | 0.094 | 0 | 0.396 | 0 | 0 | 0 | 0 | 0 | 0.578 | 0 | 0 | 0.137 | 0.434 | 0.118 | 0 | 0.192 | 0 | 0.156 | 0.017 | 0.206 | 0.057 | 0.476 | 0.351 | 0 | 0 | 0 | 0.38 | 0 | 0 | 0 | 0.625 | 1.02 |  | 0.731 | 0 | 0.381 | 0 | 0 | 0 | 0.501 | 0 | 0 | 0 | 0 | 0 | 0 | 0 | 0 | 1.663 | 0 | 2.574 | 0.715 | 0 | 0.413 | 0 | 0 | 0 | 0 | 0.195 | 0 | 0 | 0 | 0 | 0 | 0 | 0 | 0 | 0 | 0 | 0 | 0 | 0 | 0 | 0.121 | 0 | 0 | 0 | 0.92 | 2.652 | 0 | 0.244 | 0 | 0
March 13, 2023 | 0 | 0.225 | 0.062 | 0 | 0 | 0 | 0 | 0 | 0 | 0 | 0 | 0 | 0 | 0.338 | 0 | 0 | 0 | 0 | 0.137 | 0.067 | 1.124 | 0.139 | 1.504 | 0 | 0 | 0 | 0 | 0 | 0 | 0 | 0.094 | 0 | 0.396 | 0 | 0 | 0 | 0 | 0 | 0.578 | 0 | 0 | 0.137 | 0.434 | 0.118 | 0 | 0.192 | 0 | 0 | 0.017 | 0.206 | 0.057 | 0.476 | 0.351 | 0 | 0 | 0 | 0.38 | 0 | 0 | 0 | 0.625 | 1.02 |  | 0.381 | 0 | 0.381 | 0 | 0 | 0 | 0.501 | 0 | 0 | 0 | 0 | 0 | 0 | 0 | 0 | 1.304 | 0 | 2.367 | 1.156 | 0 | 0.413 | 0 | 0 | 0 | 0 | 0.195 | 0 | 0 | 0 | 0 | 0 | 0 | 0 | 0 | 0 | 0 | 0 | 0 | 0 | 0 | 0.262 | 0 | 0 | 0 | 0.92 | 2.652 | 0 | 0.244 | 0 | 0
March 14, 2023 | 0 | 0.225 | 0.062 | 0 | 0 | 0 | 0 | 0 | 0 | 0 | 0 | 0 | 0 | 0.338 | 0 | 0 | 0 | 0 | 0.137 | 0.067 | 1.117 | 0.139 | 1.504 | 0 | 0 | 0 | 0 | 0 | 0 | 0 | 0.094 | 0 | 0.396 | 0 | 0 | 0 | 0 | 0 | 0.578 | 0 | 0 | 0.137 | 0.434 | 0.118 | 0 | 0.192 | 0 | 0 | 0.017 | 0.206 | 0.057 | 0.476 | 0.351 | 0 | 0 | 0 | 0.38 | 0 | 0 | 0 | 0.625 | 1.02 |  | 0.381 | 0 | 0.381 | 0 | 0 | 0 | 0.501 | 0 | 0 | 0 | 0 | 0 | 0 | 0 | 0 | 1.304 | 0 | 2.367 | 1.156 | 0 | 0.413 | 0 | 0 | 0 | 0 | 0.195 | 0 | 0 | 0 | 0 | 0 | 0 | 0 | 0 | 0 | 0 | 0 | 0 | 0 | 0 | 0.262 | 0 | 0 | 0 | 0.92 | 2.652 | 0 | 0.244 | 0 | 0
March 15, 2023 | 0 | 0.225 | 0.062 | 0 | 0 | 0 | 0 | 0 | 0 | 0 | 0 | 0 | 0 | 0.338 | 0 | 0 | 0 | 0 | 0.137 | 0.067 | 1.117 | 0.139 | 1.504 | 0 | 0 | 0 | 0 | 0 | 0 | 0 | 0.094 | 0 | 0.396 | 0 | 0 | 0 | 0 | 0 | 0.578 | 0 | 0 | 0.137 | 0.434 | 0.118 | 0 | 0.192 | 0 | 0 | 0.017 | 0.206 | 0.057 | 0.476 | 0.351 | 0 | 0 | 0 | 0.38 | 0 | 0 | 0 | 0.625 | 1.02 |  | 0.381 | 0 | 0.381 | 0 | 0 | 0 | 0.501 | 0 | 0 | 0 | 0 | 0 | 0 | 0 | 0 | 1.304 | 0 | 2.367 | 1.156 | 0 | 0.413 | 0 | 0 | 0 | 0 | 0.195 | 0 | 0 | 0 | 0 | 0 | 0 | 0 | 0 | 0 | 0 | 0 | 0 | 0 | 0 | 0.262 | 0 | 0 | 0 | 0.92 | 2.652 | 0 | 0.244 | 0 | 0
March 16, 2023 | 0 | 0.225 | 0.062 | 0 | 0 | 0 | 0 | 0 | 0 | 0 | 0 | 0 | 0 | 0.338 | 0 | 0 | 0 | 0 | 0.137 | 0.067 | 1.117 | 0.139 | 1.504 | 0 | 0 | 0 | 0 | 0 | 0 | 0 | 0.094 | 0 | 0.396 | 0 | 0 | 0 | 0 | 0 | 0.578 | 0 | 0 | 0.137 | 0.434 | 0.118 | 0 | 0.192 | 0 | 0 | 0.017 | 0.206 | 0.057 | 0.476 | 0.351 | 0 | 0 | 0 | 0.38 | 0 | 0 | 0 | 0.625 | 1.02 |  | 0.375 | 0 | 0.381 | 0 | 0 | 0 | 0.501 | 0 | 0 | 0 | 0 | 0 | 0 | 0 | 0 | 1.404 | 0 | 1.948 | 1.156 | 0 | 0.413 | 0 | 0 | 0 | 0 | 0.195 | 0 | 0 | 0 | 0 | 0 | 0 | 0 | 0 | 0 | 0 | 0 | 0 | 0 | 0 | 0.262 | 0 | 0 | 0 | 0.92 | 2.652 | 0 | 0.244 | 0 | 0
March 17, 2023 | 0 | 0.225 | 0.062 | 0 | 0 | 0 | 0 | 0 | 0 | 0 | 0 | 0 | 0 | 0.338 | 0 | 0 | 0 | 0 | 0.137 | 0.067 | 1.117 | 0.738 | 1.504 | 0 | 0 | 0 | 0 | 0 | 0 | 0 | 0.094 | 0 | 0.396 | 0 | 0 | 0 | 0 | 0 | 0.578 | 0 | 0 | 0.137 | 0.434 | 0.118 | 0 | 0.192 | 0 | 0 | 0.017 | 0.206 | 0.057 | 0.476 | 0.351 | 0 | 0 | 0 | 0 | 0 | 0 | 0 | 0.625 | 1.02 |  | 0.375 | 0 | 0.381 | 0 | 0 | 0 | 0.501 | 0 | 0 | 0 | 0 | 0 | 0 | 0 | 0 | 1.983 | 0 | 1.745 | 1.156 | 0 | 0.413 | 0 | 0 | 0 | 0 | 0.195 | 0 | 0 | 0 | 0 | 0 | 0 | 0 | 0 | 0 | 0 | 0 | 0 | 0 | 0 | 0.262 | 0 | 0 | 0 | 2.62 | 2.652 | 0 | 0.244 | 0 | 0.101
March 18, 2023 | 0 | 0.225 | 0.062 | 0 | 0 | 0 | 0 | 0.445 | 0 | 0 | 0 | 0 | 0 | 0.338 | 0 | 0 | 0 | 0 | 0.137 | 0.067 | 1.117 | 0.738 | 1.504 | 0 | 0 | 0 | 0 | 0 | 0 | 0 | 0.094 | 0 | 0.812 | 0 | 0 | 0 | 0 | 0 | 0.578 | 0 | 0 | 0.137 | 0.434 | 0.118 | 0 | 0.192 | 0 | 0 | 0 | 0.206 | 0.458 | 0.476 | 0.351 | 0 | 0 | 0 | 0 | 0 | 0 | 0 | 0.625 | 1.02 |  | 0.77 | 0 | 0.381 | 0 | 0 | 0 | 0.501 | 0 | 0 | 0 | 0 | 0 | 0 | 0 | 0 | 1.983 | 0 | 1.745 | 1.156 | 0 | 0.413 | 0 | 0 | 0 | 0 | 0.195 | 0 | 0 | 0 | 0 | 0 | 0 | 0 | 0 | 0 | 0 | 0 | 0 | 0 | 0 | 0.262 | 0 | 0 | 0 | 3.54 | 2.652 | 0 | 0.244 | 0 | 0.101
March 19, 2023 | 0 | 0.225 | 0.062 | 0 | 0 | 0 | 0 | 0.445 | 0 | 0 | 0 | 0 | 0 | 0.338 | 0 | 0 | 0 | 0 | 0.137 | 0.067 | 1.117 | 0.738 | 1.504 | 0 | 0 | 0 | 0 | 0 | 0 | 0 | 0.094 | 0 | 0.812 | 0 | 0 | 0 | 0 | 0 | 0.578 | 0 | 0 | 0.137 | 0.434 | 0.118 | 0 | 0.192 | 0 | 0 | 0 | 0.206 | 0.458 | 0.476 | 0.351 | 0 | 0 | 0.081 | 0.38 | 0 | 0 | 0 | 0.625 | 1.02 |  | 0.77 | 0 | 0.381 | 0 | 0 | 0 | 0.501 | 0 | 0 | 0 | 0 | 0 | 0 | 0 | 0 | 1.983 | 0 | 1.745 | 1.156 | 0 | 0.413 | 0 | 0 | 0 | 0 | 0.195 | 0 | 0 | 0 | 0 | 0 | 0 | 0 | 0 | 0 | 0 | 0 | 0 | 0 | 0 | 0.262 | 0 | 0 | 0 | 3.54 | 2.652 | 0 | 0.244 | 0 | 0.101
March 20, 2023 | 0 | 0.225 | 0.062 | 0 | 0 | 0 | 0 | 0.445 | 0 | 0 | 0 | 0 | 0 | 0.338 | 0 | 0 | 0 | 0 | 0.137 | 0.067 | 1.117 | 0.198 | 1.504 | 0 | 0 | 0 | 0 | 0 | 0 | 0 | 0.094 | 0 | 1.203 | 0 | 0 | 0 | 0 | 0 | 0.578 | 0 | 0 | 0.137 | 0.434 | 0.118 | 0 | 0.192 | 0 | 0 | 0 | 0.206 | 0.458 | 0 | 0.351 | 0 | 0 | 0.081 | 0.38 | 0 | 0 | 0 | 0.625 | 1.02 |  | 0.77 | 0 | 0.381 | 0 | 0 | 0.288 | 0.118 | 0 | 0 | 0 | 0 | 0 | 0 | 0 | 0 | 1.983 | 0 | 1.608 | 1.156 | 0 | 0.413 | 0 | 0 | 0 | 0 | 0.195 | 0 | 0 | 0 | 0 | 0 | 0 | 0 | 0 | 0 | 0 | 0 | 0 | 0 | 0 | 0.262 | 0 | 0 | 0 | 3.54 | 2.652 | 0 | 0.244 | 0 | 0.101
March 21, 2023 | 0 | 0.225 | 0.062 | 0 | 0 | 0 | 0 | 0.445 | 0 | 0 | 0 | 0 | 0 | 0.338 | 0 | 0 | 0 | 0 | 0.137 | 0.067 | 1.117 | 0.198 | 1.504 | 0 | 0 | 0 | 0 | 0 | 0 | 0 | 0.094 | 0 | 1.203 | 0 | 0 | 0 | 0 | 0 | 0.578 | 0 | 0 | 0.137 | 0.434 | 0.118 | 0 | 0.192 | 0 | 0 | 0 | 0.206 | 0.458 | 0 | 0.351 | 0 | 0 | 0.081 | 0.38 | 0 | 0 | 0 | 0.625 | 1.02 |  | 0.77 | 0 | 0.381 | 0 | 0 | 0.288 | 0.118 | 0 | 0 | 0 | 0 | 0 | 0 | 0 | 0 | 1.983 | 0 | 1.608 | 1.156 | 0 | 0.413 | 0 | 0 | 0 | 0 | 0.195 | 0 | 0 | 0 | 0 | 0 | 0 | 0 | 0 | 0 | 0 | 0 | 0 | 0 | 0 | 0.262 | 0 | 0 | 0 | 2.79 | 2.652 | 0 | 0.244 | 0 | 0.101
March 22, 2023 | 0 | 0.225 | 0.062 | 0 | 0 | 0 | 0 | 0.445 | 0 | 0 | 0 | 0 | 0 | 0.338 | 0 | 0 | 0 | 0 | 0.137 | 0.067 | 1.117 | 0.198 | 1.504 | 0 | 0 | 0 | 0 | 0 | 0 | 0 | 0.094 | 0 | 1.203 | 0 | 0 | 0 | 0 | 0 | 0.578 | 0 | 0 | 0.137 | 0.434 | 0.119 | 0 | 0.192 | 0 | 0 | 0 | 0.206 | 0.458 | 0 | 0.351 | 0 | 0 | 0.081 | 0.38 | 0 | 0 | 0 | 0.625 | 1.02 |  | 0.77 | 0 | 0.381 | 0 | 0 | 0.288 | 0.118 | 0 | 0 | 0 | 0 | 0 | 0 | 0 | 0 | 1.983 | 0 | 2.442 | 1.156 | 0 | 0.413 | 0 | 0 | 0 | 0 | 0.195 | 0 | 0 | 0 | 0 | 0 | 0 | 0 | 0 | 0 | 0 | 0 | 0 | 0 | 0 | 0.262 | 0 | 0 | 0 | 2.79 | 2.652 | 0 | 0.244 | 0 | 0.101
March 23, 2023 | 0 | 0.225 | 0.062 | 0 | 0 | 0 | 0 | 0.445 | 0 | 0 | 0 | 0 | 0 | 0.338 | 0 | 0 | 0 | 0 | 0.052 | 0.067 | 1.117 | 0.198 | 1.504 | 0 | 0 | 0 | 0 | 0 | 0 | 0 | 0.094 | 0 | 1.203 | 0 | 0 | 0 | 0 | 0 | 0.578 | 0 | 0 | 0 | 0.434 | 0.119 | 0 | 0.192 | 0 | 0 | 0 | 0.206 | 0.458 | 0 | 0.351 | 0 | 0 | 0.081 | 0.38 | 0 | 0 | 0 | 0.625 | 0.64 |  | 0.77 | 0 | 0 | 0 | 0 | 0.288 | 0.118 | 0 | 0 | 0 | 0 | 0 | 0 | 0 | 0 | 1.983 | 0 | 2.442 | 1.156 | 0 | 0.413 | 0 | 0 | 0 | 0 | 0.195 | 0 | 0 | 0 | 0 | 0 | 0 | 0 | 0 | 0 | 0 | 0 | 0 | 0 | 0 | 0.262 | 0 | 0 | 0 | 2.79 | 2.652 | 0 | 0.244 | 0 | 0.101
March 24, 2023 | 0 | 0.225 | 0.062 | 0 | 0 | 0 | 0 | 0.445 | 0 | 0 | 0 | 0 | 0 | 0.338 | 0 | 0 | 0 | 0 | 0.052 | 0.067 | 1.117 | 0.818 | 1.504 | 0 | 0 | 0 | 0 | 0 | 0 | 0 | 0.094 | 0 | 1.203 | 0 | 0 | 0 | 0 | 0 | 0.578 | 0 | 0 | 0 | 0.434 | 0.119 | 0 | 0.192 | 0 | 0 | 0 | 0.206 | 0.458 | 0 | 0.351 | 0 | 0 | 0.081 | 0 | 0 | 0 | 0 | 0.625 | 1.04 |  | 0.77 | 0 | 0 | 0 | 0 | 0.288 | 0.118 | 0 | 0 | 0 | 0 | 0 | 0 | 0 | 0 | 2.423 | 0 | 2.442 | 1.156 | 0 | 0.413 | 0 | 0 | 0 | 0 | 0.195 | 0 | 0 | 0 | 0 | 0 | 0 | 0 | 0 | 0 | 0 | 0 | 0 | 0 | 0 | 0.262 | 0 | 0 | 0 | 2.79 | 2.652 | 0 | 0.244 | 0 | 0.101
March 25, 2023 | 0 | 0.225 | 0.062 | 0 | 0 | 0 | 0 | 0.445 | 0 | 0 | 0 | 0 | 0 | 0.338 | 0 | 0 | 0 | 0 | 0.052 | 0.067 | 1.117 | 0.798 | 1.504 | 0 | 0 | 0 | 0 | 0 | 0 | 0 | 0.094 | 0 | 1.203 | 0 | 0 | 0 | 0 | 0 | 0.578 | 0 | 0 | 0 | 0.434 | 0.119 | 0 | 0.192 | 0 | 0 | 0 | 0.206 | 0.458 | 0 | 0.351 | 0 | 0 | 0.423 | 0 | 0 | 0 | 0 | 0.625 | 1.04 |  | 0.77 | 0 | 0 | 0 | 0 | 0.288 | 0.232 | 0 | 0 | 0 | 0 | 0 | 0 | 0 | 0 | 2.423 | 0 | 1.613 | 1.156 | 0 | 0.413 | 0 | 0 | 0 | 0 | 0.195 | 0 | 0 | 0 | 0 | 0 | 0 | 0 | 0 | 0 | 0 | 0 | 0 | 0 | 0 | 0.262 | 0 | 0 | 0 | 2.79 | 2.652 | 0 | 0.244 | 0 | 0.101
March 26, 2023 | 0 | 0.225 | 0.062 | 0 | 0 | 0 | 0 | 0.445 | 0 | 0 | 0 | 0 | 0 | 0.338 | 0 | 0 | 0 | 0 | 0.052 | 0.067 | 1.117 | 0.798 | 1.504 | 0 | 0 | 0 | 0 | 0 | 0 | 0 | 0.094 | 0 | 1.203 | 0 | 0 | 0 | 0 | 0 | 0.578 | 0 | 0 | 0 | 0.434 | 0.119 | 0 | 0.192 | 0 | 0 | 0 | 0.206 | 0.057 | 0 | 0.351 | 0 | 0.017 | 0.423 | 0 | 0 | 0 | 0 | 0.625 | 1.04 |  | 0.77 | 0 | 0 | 0 | 0 | 0.288 | 0.232 | 0 | 0 | 0 | 0 | 0 | 0 | 0 | 0 | 2.423 | 0 | 1.613 | 1.156 | 0 | 0.413 | 0 | 0 | 0 | 0 | 0.195 | 0 | 0 | 0 | 0 | 0 | 0 | 0 | 0 | 0 | 0 | 0 | 0 | 0 | 0 | 0.262 | 0 | 0 | 0 | 2.79 | 2.652 | 0 | 0.244 | 0 | 0.101
March 27, 2023 | 0 | 0.225 | 0.062 | 0 | 0 | 0 | 0 | 0.445 | 0 | 0 | 0 | 0 | 0 | 0.338 | 0 | 0 | 0 | 0 | 0.052 | 0.067 | 1.117 | 0.08 | 1.504 | 0 | 0 | 0 | 0 | 0 | 0 | 0 | 0.094 | 0 | 0.812 | 0 | 0 | 0 | 0 | 0 | 0.578 | 0 | 0 | 0 | 0.434 | 0.119 | 0 | 0.192 | 0 | 0 | 0 | 0.206 | 0.057 | 0 | 0.351 | 0 | 0.017 | 0.423 | 0 | 0 | 0 | 0 | 0.625 | 1.04 |  | 2.336 | 0 | 0 | 0 | 0 | 0.288 | 0.232 | 0 | 0 | 0 | 0 | 0 | 0 | 0 | 0 | 1.988 | 0 | 2.446 | 0.798 | 0 | 0.413 | 0 | 0 | 0 | 0 | 0.195 | 0 | 0 | 0 | 0 | 0 | 0 | 0 | 0 | 0 | 0 | 0 | 0 | 0 | 0 | 0.262 | 0 | 0 | 0 | 2.79 | 2.652 | 0 | 0.244 | 0 | 0.101
March 28, 2023 | 0 | 0.225 | 0.062 | 0 | 0 | 0 | 0 | 0.445 | 0 | 0 | 0 | 0 | 0 | 0.338 | 0 | 0 | 0 | 0 | 0.052 | 0.067 | 1.117 | 0.08 | 1.504 | 0 | 0 | 0 | 0 | 0 | 0 | 0 | 0.094 | 0 | 0.396 | 0 | 0 | 0 | 0 | 0 | 0.578 | 0 | 0 | 0 | 0.434 | 0.119 | 0 | 0.192 | 0 | 0 | 0 | 0.206 | 0.057 | 0 | 0.351 | 0 | 0.017 | 0.423 | 0 | 0 | 0 | 0 | 0.625 | 1.04 |  | 2.336 | 0 | 0 | 0 | 0 | 0.288 | 0.232 | 0 | 0 | 0 | 0 | 0 | 0 | 0 | 0 | 1.988 | 0 | 2.446 | 0.798 | 0 | 0.413 | 0 | 0 | 0 | 0 | 0.195 | 0 | 0 | 0 | 0 | 0 | 0 | 0 | 0 | 0 | 0 | 0 | 0 | 0 | 0 | 0.262 | 0 | 0 | 0 | 2.79 | 2.652 | 0 | 0.244 | 0 | 0.101
March 29, 2023 | 0 | 0.225 | 0.062 | 0 | 0 | 0 | 0 | 0.445 | 0 | 0 | 0 | 0 | 0 | 0.338 | 0 | 0 | 0 | 0 | 0.052 | 0.067 | 1.117 | 0.08 | 1.504 | 0 | 0 | 0 | 0 | 0 | 0 | 0 | 0.094 | 0 | 0.396 | 0 | 0 | 0 | 0 | 0 | 0.578 | 0 | 0 | 0 | 0.434 | 0.119 | 0 | 0.192 | 0 | 0 | 0 | 0.206 | 0.057 | 0 | 0.351 | 0 | 0.017 | 0.423 | 0 | 0 | 0 | 0 | 0.625 | 1.04 |  | 2.336 | 0 | 0 | 0 | 0 | 0.288 | 0.232 | 0 | 0 | 0 | 0 | 0 | 0 | 0 | 0 | 1.988 | 0 | 2.446 | 0.798 | 0 | 0.413 | 0 | 0 | 0 | 0 | 0.195 | 0 | 0 | 0 | 0 | 0 | 0 | 0 | 0 | 0 | 0 | 0 | 0 | 0 | 0 | 0.262 | 0 | 0 | 0 | 2.39 | 2.652 | 0 | 0.244 | 0 | 0.101
March 30, 2023 | 0 | 0.225 | 0.062 | 0 | 0 | 0 | 0 | 0.445 | 0 | 0 | 0 | 0 | 0 | 0.338 | 0 | 0 | 0 | 0 | 0.052 | 0.067 | 1.117 | 0.267 | 1.504 | 0 | 0 | 0 | 0 | 0 | 0 | 0 | 0.094 | 0 | 0.396 | 0 | 0 | 0 | 0 | 0 | 0.578 | 0 | 0 | 0 | 0.434 | 0.119 | 0 | 0.192 | 0 | 0 | 0 | 0.206 | 0.057 | 0 | 0.351 | 0 | 0.017 | 0.423 | 0 | 0 | 0 | 0 | 0.625 | 1.04 |  | 2.336 | 0 | 0 | 0 | 0 | 0.288 | 0.232 | 0 | 0 | 0 | 0 | 0 | 0 | 0 | 0 | 1.988 | 0 | 2.446 | 0.798 | 0 | 0.413 | 0 | 0 | 0 | 0 | 0.195 | 0 | 0 | 0 | 0 | 0 | 0 | 0 | 0 | 0 | 0 | 0 | 0 | 0 | 0 | 0.262 | 0 | 0 | 0 | 2.39 | 2.652 | 0 | 0.244 | 0 | 0.101
March 31, 2023 | 0 | 0.225 | 0.062 | 0 | 0 | 0 | 0 | 0.445 | 0 | 0 | 0 | 0 | 0 | 0.338 | 0 | 0 | 0 | 0 | 0.052 | 0.067 | 1.117 | 0.626 | 1.504 | 0 | 0 | 0 | 0 | 0 | 0 | 0 | 0.094 | 0 | 0.396 | 0 | 0 | 0 | 0 | 0 | 0.578 | 0 | 0 | 0 | 0.434 | 0.119 | 0 | 0.192 | 0 | 0 | 0 | 0.206 | 0.057 | 0 | 0.351 | 0 | 0.017 | 0.423 | 0 | 0 | 0 | 0 | 0.625 | 1.04 |  | 2.336 | 0 | 0 | 0 | 0 | 0.288 | 0.118 | 0 | 0 | 0 | 0 | 0 | 0 | 0 | 0 | 2.458 | 0 | 2.446 | 0.798 | 0 | 0.413 | 0 | 0 | 0 | 0 | 0.195 | 0 | 0 | 0 | 0 | 0 | 0 | 0 | 0 | 0 | 0 | 0 | 0 | 0 | 0 | 0.262 | 0 | 0 | 0 | 2.865 | 2.652 | 0 | 0.244 | 0 | 0.101
April 1, 2023 | 0 | 0.225 | 0 | 0 | 0 | 0 | 0 | 0.445 | 0 | 0 | 0 | 0 | 0 | 0.263 | 0 | 0 | 0 | 0 | 0.052 | 0.557 | 0.692 | 0.946 | 1.504 | 0 | 0 | 0 | 0 | 0 | 0 | 0 | 0.094 | 0 | 0 | 0 | 0 | 0 | 0 | 0 | 0.578 | 0 | 0 | 0 | 0.434 | 0.119 | 0 | 0.192 | 0 | 0 | 0.027 | 0.206 | 0.458 | 0 | 0.351 | 0 | 0.017 | 0.423 | 0 | 0 | 0 | 0 | 0.625 | 1.04 |  | 2.336 | 0 | 0 | 0 | 0 | 0.288 | 0.118 | 0 | 0 | 0 | 0 | 0 | 0 | 0 | 0 | 2.458 | 0 | 2.655 | 0.798 | 0 | 0.413 | 0 | 0 | 0 | 0 | 0.195 | 0 | 0 | 0 | 0 | 0 | 0 | 0 | 0 | 0 | 0 | 0 | 0 | 0.47 | 0 | 0.262 | 0 | 0 | 0 | 3.19 | 2.652 | 0 | 0.244 | 0 | 0.101
April 2, 2023 | 0 | 0 | 0 | 0 | 0 | 0 | 0 | 0.445 | 0 | 0 | 0 | 0 | 0 | 0.263 | 0 | 0 | 0 | 0 | 0.052 | 0.557 | 0.692 | 0.946 | 1.504 | 0 | 0 | 0 | 0 | 0 | 0 | 0 | 0.094 | 0 | 0 | 0 | 0 | 0 | 0 | 0 | 0.578 | 0 | 0 | 0 | 0.434 | 0.119 | 0 | 0.192 | 0 | 0 | 0.027 | 0.206 | 0.458 | 0 | 0.351 | 0 | 0.017 | 0.423 | 0 | 0 | 0 | 0 | 0.625 | 1.04 |  | 2.336 | 0 | 0 | 0 | 0 | 0.288 | 0.118 | 0 | 0 | 0 | 0 | 0 | 0 | 0 | 0 | 2.458 | 0 | 2.3 | 0.798 | 0 | 0.413 | 0 | 0 | 0 | 0 | 0.195 | 0 | 0 | 0 | 0 | 0 | 0 | 0 | 0 | 0 | 0 | 0 | 0 | 0.47 | 0 | 0.262 | 0 | 0 | 0 | 3.19 | 2.652 | 0 | 0.244 | 0 | 0.101

## Non-market resources (GW)
Technology group | DE00 | SE04 | MT00 | UK00
Gas | 2.96
Hard coal | 3.124 |  |  | 1.979
Oil | 1.185 | 0.66 | 0.215

## Reserve Requirements (MW)
|  | AL00 | AT00 | BA00 | BE00 | BG00 | CH00 | CY00 | CZ00 | DE00 | DEKF | DKE1 | DKKF | DKW1 | EE00 | ES00 | FI00 | FR00 | GR00 | GR03 | HR00 | HU00 | IE00 | ITCA | ITCN | ITCS | ITN1 | ITS1 | ITSA | ITSI | LT00 | LUB1 | LUF1 | LUG1 | LUV1 | LV00 | ME00 | MK00 | MT00 | NL00 | NOM1 | NON1 | NOS0 | PL00 | PT00 | RO00 | RS00 | SE01 | SE02 | SE03 | SE04 | SI00 | SK00 | TR00 | UK00 | UKNI
FCR | Total (MW) | 6 | 65 | 16 | 87 | 45 | 67 | 50 | 74 | 573 | 0 | 44 | 0 | 20 | 0 | 388 | 420 | 540 | 48 | 0 | 111 | 38 | 225 | 43 | 53 | 80 | 276 | 43 | 16 | 32 | 0 | 0 | 0 | 0 | 0 | 0 | 0 | 8 | 9.5 | 114 | 50 | 50 | 100 | 200 | 53 | 57 | 34 | 322 | 402.5 | 64.4 | 16.1 | 44 | 28 | 300 | 0 | 93.75
FCR | Explicitly modelled (not represented in dataset) (MW) | 6 | 65 | 6 | 0 | 45 | 19 | 0 | 0 | 573 | 0 | 44 | 0 | 20 | 0 | 149 | 200 | 0 | 0 | 0 | 100 | 38 | 0 | 0 | 0 | 0 | 0 | 0 | 0 | 0 | 0 | 0 | 0 | 0 | 0 | 0 | 0 | 0 | 9.5 | 0 | 50 | 50 | 100 | 200 | 53 | 40 | 13 | 322 | 402.5 | 64.4 | 0 | 23 | 0 | 0 | 0 | 0
FCR | Implicitly modelled (already addressed in dataset) (MW) | 0 | 0 | 10 | 87 | 0 | 48 | 50 | 74 | 0 | 0 | 0 | 0 | 0 | 0 | 239 | 220 | 540 | 48 | 0 | 11 | 0 | 225 | 43 | 53 | 80 | 276 | 43 | 16 | 32 | 0 | 0 | 0 | 0 | 0 | 0 | 0 | 8 | 0 | 114 | 0 | 0 | 0 | 0 | 0 | 17 | 21 | 0 | 0 | 0 | 16.1 | 21 | 28 | 300 | 0 | 93.75
FRR | Total (MW) | 144 | 480 | 270 | 1039 | 655 | 920 | 10 | 1080 | 3427 | 0 | 668 | 0 | 374 | 250 | 2225 | 1370 | 2100 | 1200 | 0 | 150 | 812 | 225 | 300 | 400 | 300 | 800 | 300 | 300 | 1100 | 400 | 0 | 0 | 0 | 0 | 100 | 0 | 180 | 0 | 1300 | 200 | 200 | 1000 | 1000 | 623 | 640 | 380 | 105 | 105 | 1358 | 560.5 | 250 | 810 | 1200 | 0 | 31.25
FRR | Explicitly modelled (not represented in dataset) (MW) | 144 | 480 | 270 | 558.21 | 655 | 920 | 10 | 1080 | 3000 | 0 | 668 | 0 | 374 | 0 | 2100 | 150 | 0 | 1200 | 0 | 150 | 812 | 180 | 300 | 400 | 300 | 800 | 300 | 300 | 1100 | 400 | 0 | 0 | 0 | 0 | 100 | 0 | 180 | 0 | 1300 | 100 | 100 | 500 | 1000 | 623 | 640 | 380 | 105 | 105 | 1358 | 0 | 220 | 695.2 | 1200 | 0 | 31.25
FRR | Implicitly modelled (already addressed in dataset) (MW) | 0 | 0 | 0 | 480.79 | 0 | 0 | 0 | 0 | 427 | 0 | 0 | 0 | 0 | 250 | 125 | 1220 | 2100 | 0 | 0 | 0 | 0 | 45 | 0 | 0 | 0 | 0 | 0 | 0 | 0 | 0 | 0 | 0 | 0 | 0 | 0 | 0 | 0 | 0 | 0 | 100 | 100 | 500 | 0 | 0 | 0 | 0 | 0 | 0 | 0 | 560.5 | 30 | 114.8 | 0 | 0 | 0

## Exchange with Non-ENTSOE zones
Date (DD.MM.) | Hour | ES00-MA00 (>0 for import) | Non-ENTSOE Study Zone | Country/Zone Name
28.11. | 1 | 324 | MA00 | Morocco
28.11. | 2 | 374
28.11. | 3 | 374
28.11. | 4 | 374 | Interconnection naming convention is XXXX-YYYY, where:
28.11. | 5 | 324 | XXXX - ENTSOE system
28.11. | 6 | 324 | YYYY - Non ENTSOE system
28.11. | 7 | 224 | If ENTSOE system is importing, then value > 0
28.11. | 8 | 224
28.11. | 9 | 274
28.11. | 10 | 274
28.11. | 11 | 274
28.11. | 12 | 90
28.11. | 13 | 150
28.11. | 14 | 274
28.11. | 15 | 274
28.11. | 16 | 274
28.11. | 17 | 274
28.11. | 18 | 274
28.11. | 19 | 84
28.11. | 20 | 0
28.11. | 21 | 0
28.11. | 22 | 0
28.11. | 23 | 0
28.11. | 24 | 0
29.11. | 1 | 374
29.11. | 2 | 374
29.11. | 3 | 374
29.11. | 4 | 374
29.11. | 5 | 374
29.11. | 6 | 374
29.11. | 7 | 324
29.11. | 8 | 240
29.11. | 9 | 140
29.11. | 10 | 74
29.11. | 11 | 0
29.11. | 12 | 0
29.11. | 13 | 0
29.11. | 14 | 0
29.11. | 15 | 0
29.11. | 16 | 0
29.11. | 17 | 0
29.11. | 18 | 0
29.11. | 19 | 0
29.11. | 20 | 0
29.11. | 21 | 0
29.11. | 22 | 0
29.11. | 23 | 0
29.11. | 24 | 0
30.11. | 1 | 374
30.11. | 2 | 374
30.11. | 3 | 374
30.11. | 4 | 374
30.11. | 5 | 374
30.11. | 6 | 374
30.11. | 7 | 274
30.11. | 8 | 90
30.11. | 9 | 40
30.11. | 10 | 0
30.11. | 11 | 0
30.11. | 12 | 0
30.11. | 13 | 0
30.11. | 14 | 0
30.11. | 15 | 0
30.11. | 16 | 0
30.11. | 17 | 0
30.11. | 18 | 0
30.11. | 19 | 0
30.11. | 20 | 0
30.11. | 21 | 0
30.11. | 22 | 0
30.11. | 23 | 0
30.11. | 24 | 0
01.12. | 1 | 224
01.12. | 2 | 224
01.12. | 3 | 224
01.12. | 4 | 224
01.12. | 5 | 224
01.12. | 6 | 224
01.12. | 7 | 224
01.12. | 8 | 74
01.12. | 9 | 0
01.12. | 10 | 0
01.12. | 11 | 0
01.12. | 12 | 0
01.12. | 13 | 0
01.12. | 14 | 0
01.12. | 15 | 0
01.12. | 16 | 100
01.12. | 17 | 100
01.12. | 18 | 100
01.12. | 19 | 0
01.12. | 20 | 0
01.12. | 21 | 0
01.12. | 22 | 0
01.12. | 23 | 0
01.12. | 24 | 0
02.12. | 1 | 390
02.12. | 2 | 390
02.12. | 3 | 390
02.12. | 4 | 390
02.12. | 5 | 390
02.12. | 6 | 390
02.12. | 7 | 333
02.12. | 8 | 280
02.12. | 9 | 180
02.12. | 10 | 83
02.12. | 11 | 83
02.12. | 12 | 80
02.12. | 13 | 63
02.12. | 14 | 63
02.12. | 15 | 63
02.12. | 16 | 100
02.12. | 17 | 100
02.12. | 18 | 100
02.12. | 19 | 0
02.12. | 20 | 0
02.12. | 21 | 0
02.12. | 22 | 0
02.12. | 23 | 0
02.12. | 24 | 0
03.12. | 1 | 389
03.12. | 2 | 389
03.12. | 3 | 389
03.12. | 4 | 389
03.12. | 5 | 389
03.12. | 6 | 389
03.12. | 7 | 333
03.12. | 8 | 130
03.12. | 9 | 0
03.12. | 10 | 0
03.12. | 11 | 0
03.12. | 12 | 0
03.12. | 13 | 0
03.12. | 14 | 0
03.12. | 15 | 0
03.12. | 16 | 0
03.12. | 17 | 0
03.12. | 18 | 0
03.12. | 19 | 0
03.12. | 20 | 0
03.12. | 21 | 0
03.12. | 22 | 0
03.12. | 23 | 0
03.12. | 24 | 0
04.12. | 1 | 160
04.12. | 2 | 240
04.12. | 3 | 240
04.12. | 4 | 300
04.12. | 5 | 390
04.12. | 6 | 390
04.12. | 7 | 340
04.12. | 8 | 300
04.12. | 9 | 150
04.12. | 10 | 0
04.12. | 11 | 0
04.12. | 12 | 0
04.12. | 13 | 0
04.12. | 14 | 0
04.12. | 15 | 50
04.12. | 16 | 50
04.12. | 17 | 50
04.12. | 18 | 50
04.12. | 19 | 0
04.12. | 20 | 0
04.12. | 21 | 0
04.12. | 22 | 0
04.12. | 23 | 0
04.12. | 24 | 0
05.12. | 1 | 350
05.12. | 2 | 390
05.12. | 3 | 390
05.12. | 4 | 154
05.12. | 5 | 293
05.12. | 6 | 233
05.12. | 7 | 391
05.12. | 8 | 392
05.12. | 9 | 390
05.12. | 10 | 390
05.12. | 11 | 390
05.12. | 12 | 300
05.12. | 13 | 150
05.12. | 14 | 130
05.12. | 15 | 270
05.12. | 16 | 280
05.12. | 17 | 280
05.12. | 18 | 220
05.12. | 19 | 0
05.12. | 20 | 0
05.12. | 21 | 0
05.12. | 22 | 0
05.12. | 23 | 0
05.12. | 24 | 0
06.12. | 1 | 350
06.12. | 2 | 400
06.12. | 3 | 400
06.12. | 4 | 400
06.12. | 5 | 400
06.12. | 6 | 400
06.12. | 7 | 350
06.12. | 8 | 130
06.12. | 9 | 0
06.12. | 10 | 0
06.12. | 11 | 0
06.12. | 12 | 0
06.12. | 13 | 0
06.12. | 14 | 0
06.12. | 15 | 0
06.12. | 16 | 0
06.12. | 17 | 0
06.12. | 18 | 0
06.12. | 19 | -118
06.12. | 20 | -118
06.12. | 21 | -108
06.12. | 22 | -106
06.12. | 23 | -98
06.12. | 24 | 0
07.12. | 1 | 0
07.12. | 2 | 100
07.12. | 3 | 150
07.12. | 4 | 150
07.12. | 5 | 380
07.12. | 6 | 380
07.12. | 7 | 130
07.12. | 8 | 0
07.12. | 9 | 0
07.12. | 10 | 0
07.12. | 11 | 0
07.12. | 12 | 0
07.12. | 13 | 0
07.12. | 14 | 0
07.12. | 15 | 0
07.12. | 16 | 0
07.12. | 17 | 0
07.12. | 18 | 0
07.12. | 19 | 0
07.12. | 20 | -118
07.12. | 21 | -118
07.12. | 22 | -118
07.12. | 23 | 0
07.12. | 24 | 0
08.12. | 1 | 390
08.12. | 2 | 390
08.12. | 3 | 420
08.12. | 4 | 420
08.12. | 5 | 0
08.12. | 6 | 0
08.12. | 7 | 93
08.12. | 8 | 0
08.12. | 9 | 0
08.12. | 10 | -147
08.12. | 11 | 0
08.12. | 12 | -275
08.12. | 13 | -275
08.12. | 14 | -136
08.12. | 15 | -98
08.12. | 16 | 0
08.12. | 17 | 0
08.12. | 18 | 0
08.12. | 19 | 0
08.12. | 20 | 0
08.12. | 21 | 0
08.12. | 22 | 0
08.12. | 23 | 0
08.12. | 24 | 250
09.12. | 1 | 380
09.12. | 2 | 380
09.12. | 3 | 430
09.12. | 4 | 430
09.12. | 5 | 430
09.12. | 6 | 430
09.12. | 7 | 390
09.12. | 8 | 180
09.12. | 9 | 0
09.12. | 10 | 0
09.12. | 11 | 0
09.12. | 12 | 0
09.12. | 13 | 0
09.12. | 14 | 0
09.12. | 15 | 0
09.12. | 16 | 140
09.12. | 17 | 200
09.12. | 18 | 140
09.12. | 19 | 0
09.12. | 20 | -118
09.12. | 21 | -160
09.12. | 22 | -217
09.12. | 23 | 0
09.12. | 24 | 0
10.12. | 1 | 380
10.12. | 2 | 380
10.12. | 3 | 430
10.12. | 4 | 430
10.12. | 5 | 281
10.12. | 6 | 430
10.12. | 7 | 380
10.12. | 8 | 80
10.12. | 9 | 0
10.12. | 10 | 0
10.12. | 11 | 0
10.12. | 12 | 0
10.12. | 13 | 0
10.12. | 14 | 0
10.12. | 15 | 0
10.12. | 16 | 0
10.12. | 17 | 0
10.12. | 18 | 0
10.12. | 19 | 0
10.12. | 20 | 0
10.12. | 21 | 0
10.12. | 22 | 0
10.12. | 23 | 0
10.12. | 24 | 0
11.12. | 1 | 430
11.12. | 2 | 430
11.12. | 3 | 430
11.12. | 4 | 430
11.12. | 5 | 430
11.12. | 6 | 430
11.12. | 7 | 430
11.12. | 8 | 280
11.12. | 9 | 50
11.12. | 10 | 0
11.12. | 11 | 0
11.12. | 12 | 0
11.12. | 13 | 0
11.12. | 14 | 0
11.12. | 15 | 0
11.12. | 16 | 0
11.12. | 17 | 0
11.12. | 18 | 0
11.12. | 19 | 0
11.12. | 20 | 0
11.12. | 21 | 0
11.12. | 22 | 0
11.12. | 23 | 0
11.12. | 24 | 0
12.12. | 1 | 250
12.12. | 2 | 380
12.12. | 3 | 380
12.12. | 4 | 380
12.12. | 5 | 380
12.12. | 6 | 380
12.12. | 7 | 380
12.12. | 8 | 350
12.12. | 9 | 380
12.12. | 10 | 380
12.12. | 11 | 350
12.12. | 12 | 260
12.12. | 13 | 100
12.12. | 14 | 130
12.12. | 15 | 130
12.12. | 16 | 230
12.12. | 17 | 230
12.12. | 18 | 230
12.12. | 19 | 0
12.12. | 20 | 0
12.12. | 21 | 0
12.12. | 22 | 0
12.12. | 23 | 0
12.12. | 24 | 0
13.12. | 1 | 300
13.12. | 2 | 380
13.12. | 3 | 380
13.12. | 4 | 380
13.12. | 5 | 380
13.12. | 6 | 380
13.12. | 7 | 350
13.12. | 8 | 90
13.12. | 9 | 0
13.12. | 10 | 0
13.12. | 11 | 0
13.12. | 12 | 0
13.12. | 13 | 0
13.12. | 14 | 0
13.12. | 15 | 0
13.12. | 16 | 0
13.12. | 17 | 0
13.12. | 18 | 0
13.12. | 19 | 0
13.12. | 20 | 0
13.12. | 21 | -197
13.12. | 22 | -197
13.12. | 23 | 0
13.12. | 24 | 0
14.12. | 1 | 280
14.12. | 2 | 380
14.12. | 3 | 380
14.12. | 4 | 380
14.12. | 5 | 400
14.12. | 6 | 400
14.12. | 7 | 360
14.12. | 8 | 220
14.12. | 9 | 0
14.12. | 10 | 0
14.12. | 11 | 0
14.12. | 12 | 0
14.12. | 13 | 0
14.12. | 14 | 0
14.12. | 15 | 0
14.12. | 16 | 0
14.12. | 17 | 0
14.12. | 18 | 0
14.12. | 19 | 0
14.12. | 20 | 0
14.12. | 21 | 0
14.12. | 22 | 0
14.12. | 23 | 0
14.12. | 24 | 0
15.12. | 1 | 350
15.12. | 2 | 380
15.12. | 3 | 380
15.12. | 4 | 380
15.12. | 5 | 400
15.12. | 6 | 400
15.12. | 7 | 370
15.12. | 8 | 200
15.12. | 9 | 0
15.12. | 10 | 0
15.12. | 11 | 0
15.12. | 12 | 0
15.12. | 13 | 0
15.12. | 14 | 0
15.12. | 15 | 0
15.12. | 16 | 0
15.12. | 17 | 0
15.12. | 18 | 0
15.12. | 19 | 0
15.12. | 20 | -413
15.12. | 21 | -256
15.12. | 22 | -256
15.12. | 23 | -148
15.12. | 24 | 0
16.12. | 1 | 0
16.12. | 2 | 0
16.12. | 3 | 120
16.12. | 4 | 200
16.12. | 5 | 400
16.12. | 6 | 400
16.12. | 7 | 200
16.12. | 8 | 0
16.12. | 9 | 0
16.12. | 10 | 0
16.12. | 11 | 0
16.12. | 12 | -49
16.12. | 13 | -177
16.12. | 14 | -118
16.12. | 15 | 0
16.12. | 16 | 0
16.12. | 17 | 0
16.12. | 18 | 0
16.12. | 19 | -197
16.12. | 20 | -394
16.12. | 21 | -235
16.12. | 22 | -246
16.12. | 23 | -98
16.12. | 24 | 0
17.12. | 1 | 250
17.12. | 2 | 350
17.12. | 3 | 380
17.12. | 4 | 380
17.12. | 5 | 400
17.12. | 6 | 400
17.12. | 7 | 250
17.12. | 8 | 0
17.12. | 9 | 0
17.12. | 10 | 0
17.12. | 11 | 0
17.12. | 12 | 0
17.12. | 13 | 0
17.12. | 14 | 0
17.12. | 15 | 0
17.12. | 16 | 0
17.12. | 17 | 0
17.12. | 18 | 0
17.12. | 19 | 0
17.12. | 20 | 0
17.12. | 21 | 0
17.12. | 22 | 0
17.12. | 23 | 0
17.12. | 24 | 0
18.12. | 1 | 319
18.12. | 2 | 419
18.12. | 3 | 419
18.12. | 4 | 419
18.12. | 5 | 419
18.12. | 6 | 419
18.12. | 7 | 400
18.12. | 8 | 230
18.12. | 9 | 180
18.12. | 10 | 0
18.12. | 11 | 0
18.12. | 12 | 0
18.12. | 13 | 0
18.12. | 14 | 0
18.12. | 15 | 0
18.12. | 16 | 0
18.12. | 17 | 0
18.12. | 18 | 0
18.12. | 19 | 0
18.12. | 20 | 0
18.12. | 21 | 0
18.12. | 22 | 0
18.12. | 23 | 0
18.12. | 24 | 0
19.12. | 1 | 219
19.12. | 2 | 319
19.12. | 3 | 419
19.12. | 4 | 419
19.12. | 5 | 419
19.12. | 6 | 419
19.12. | 7 | 419
19.12. | 8 | 419
19.12. | 9 | 419
19.12. | 10 | 419
19.12. | 11 | 219
19.12. | 12 | 127
19.12. | 13 | 100
19.12. | 14 | 100
19.12. | 15 | 119
19.12. | 16 | 200
19.12. | 17 | 200
19.12. | 18 | 200
19.12. | 19 | 0
19.12. | 20 | 0
19.12. | 21 | 0
19.12. | 22 | 0
19.12. | 23 | 0
19.12. | 24 | 0
20.12. | 1 | 69
20.12. | 2 | 119
20.12. | 3 | 319
20.12. | 4 | 419
20.12. | 5 | 369
20.12. | 6 | 369
20.12. | 7 | 50
20.12. | 8 | 0
20.12. | 9 | 0
20.12. | 10 | 0
20.12. | 11 | 0
20.12. | 12 | 0
20.12. | 13 | 0
20.12. | 14 | 0
20.12. | 15 | 0
20.12. | 16 | 0
20.12. | 17 | 0
20.12. | 18 | 0
20.12. | 19 | -492
20.12. | 20 | -591
20.12. | 21 | -640
20.12. | 22 | -640
20.12. | 23 | -197
20.12. | 24 | 0
21.12. | 1 | 0
21.12. | 2 | 119
21.12. | 3 | 219
21.12. | 4 | 219
21.12. | 5 | 219
21.12. | 6 | 219
21.12. | 7 | 0
21.12. | 8 | 0
21.12. | 9 | 0
21.12. | 10 | 0
21.12. | 11 | 0
21.12. | 12 | 0
21.12. | 13 | -98
21.12. | 14 | -98
21.12. | 15 | -98
21.12. | 16 | 0
21.12. | 17 | 0
21.12. | 18 | 0
21.12. | 19 | -492
21.12. | 20 | -689
21.12. | 21 | -689
21.12. | 22 | -640
21.12. | 23 | -246
21.12. | 24 | 0
22.12. | 1 | 0
22.12. | 2 | 0
22.12. | 3 | 219
22.12. | 4 | 419
22.12. | 5 | 419
22.12. | 6 | 419
22.12. | 7 | 219
22.12. | 8 | 0
22.12. | 9 | 0
22.12. | 10 | 0
22.12. | 11 | 0
22.12. | 12 | 0
22.12. | 13 | 0
22.12. | 14 | 0
22.12. | 15 | 0
22.12. | 16 | 0
22.12. | 17 | 0
22.12. | 18 | 0
22.12. | 19 | -269
22.12. | 20 | -416
22.12. | 21 | -219
22.12. | 22 | -219
22.12. | 23 | 0
22.12. | 24 | 0
23.12. | 1 | 116
23.12. | 2 | 216
23.12. | 3 | 416
23.12. | 4 | 416
23.12. | 5 | 416
23.12. | 6 | 416
23.12. | 7 | 333
23.12. | 8 | 0
23.12. | 9 | 0
23.12. | 10 | 0
23.12. | 11 | 0
23.12. | 12 | 0
23.12. | 13 | 0
23.12. | 14 | 0
23.12. | 15 | 0
23.12. | 16 | 0
23.12. | 17 | 0
23.12. | 18 | 0
23.12. | 19 | 0
23.12. | 20 | 0
23.12. | 21 | 0
23.12. | 22 | 0
23.12. | 23 | 0
23.12. | 24 | 0
24.12. | 1 | 116
24.12. | 2 | 216
24.12. | 3 | 316
24.12. | 4 | 316
24.12. | 5 | 416
24.12. | 6 | 416
24.12. | 7 | 233
24.12. | 8 | 0
24.12. | 9 | 0
24.12. | 10 | 0
24.12. | 11 | 0
24.12. | 12 | 0
24.12. | 13 | 0
24.12. | 14 | 0
24.12. | 15 | 0
24.12. | 16 | 0
24.12. | 17 | 0
24.12. | 18 | 0
24.12. | 19 | 0
24.12. | 20 | 0
24.12. | 21 | 0
24.12. | 22 | 0
24.12. | 23 | 0
24.12. | 24 | 0
25.12. | 1 | 116
25.12. | 2 | 416
25.12. | 3 | 416
25.12. | 4 | 416
25.12. | 5 | 416
25.12. | 6 | 390
25.12. | 7 | 183
25.12. | 8 | 0
25.12. | 9 | 0
25.12. | 10 | 0
25.12. | 11 | 0
25.12. | 12 | 0
25.12. | 13 | 0
25.12. | 14 | 0
25.12. | 15 | 0
25.12. | 16 | 0
25.12. | 17 | 0
25.12. | 18 | 0
25.12. | 19 | 0
25.12. | 20 | 0
25.12. | 21 | 0
25.12. | 22 | 0
25.12. | 23 | 0
25.12. | 24 | 0
26.12. | 1 | 0
26.12. | 2 | 276
26.12. | 3 | 376
26.12. | 4 | 376
26.12. | 5 | 416
26.12. | 6 | 416
26.12. | 7 | 376
26.12. | 8 | 376
26.12. | 9 | 316
26.12. | 10 | 0
26.12. | 11 | 0
26.12. | 12 | 0
26.12. | 13 | 0
26.12. | 14 | 0
26.12. | 15 | 0
26.12. | 16 | 0
26.12. | 17 | 150
26.12. | 18 | 150
26.12. | 19 | 0
26.12. | 20 | 0
26.12. | 21 | 0
26.12. | 22 | 0
26.12. | 23 | 0
26.12. | 24 | 0
27.12. | 1 | 0
27.12. | 2 | -225
27.12. | 3 | -409
27.12. | 4 | -409
27.12. | 5 | -351
27.12. | 6 | -409
27.12. | 7 | -327
27.12. | 8 | 0
27.12. | 9 | 100
27.12. | 10 | 0
27.12. | 11 | 0
27.12. | 12 | 0
27.12. | 13 | 0
27.12. | 14 | 0
27.12. | 15 | 0
27.12. | 16 | 0
27.12. | 17 | 0
27.12. | 18 | 0
27.12. | 19 | 0
27.12. | 20 | -148
27.12. | 21 | -148
27.12. | 22 | -148
27.12. | 23 | 0
27.12. | 24 | 0
28.12. | 1 | 216
28.12. | 2 | 0
28.12. | 3 | 0
28.12. | 4 | -181
28.12. | 5 | -181
28.12. | 6 | 0
28.12. | 7 | 265
28.12. | 8 | 50
28.12. | 9 | 0
28.12. | 10 | 0
28.12. | 11 | -148
28.12. | 12 | -148
28.12. | 13 | -148
28.12. | 14 | -148
28.12. | 15 | -148
28.12. | 16 | 0
28.12. | 17 | 0
28.12. | 18 | 0
28.12. | 19 | -197
28.12. | 20 | -197
28.12. | 21 | -344
28.12. | 22 | -344
28.12. | 23 | -246
28.12. | 24 | 0
29.12. | 1 | 0
29.12. | 2 | 316
29.12. | 3 | 366
29.12. | 4 | 366
29.12. | 5 | 366
29.12. | 6 | 366
29.12. | 7 | 133
29.12. | 8 | 0
29.12. | 9 | -153
29.12. | 10 | -214
29.12. | 11 | -214
29.12. | 12 | -202
29.12. | 13 | -214
29.12. | 14 | -214
29.12. | 15 | -214
29.12. | 16 | 0
29.12. | 17 | 0
29.12. | 18 | 0
29.12. | 19 | -197
29.12. | 20 | -197
29.12. | 21 | -196
29.12. | 22 | -214
29.12. | 23 | -197
29.12. | 24 | 0
30.12. | 1 | 0
30.12. | 2 | 0
30.12. | 3 | 133
30.12. | 4 | 183
30.12. | 5 | 183
30.12. | 6 | 183
30.12. | 7 | 0
30.12. | 8 | 0
30.12. | 9 | 0
30.12. | 10 | -124
30.12. | 11 | -173
30.12. | 12 | -184
30.12. | 13 | -173
30.12. | 14 | -173
30.12. | 15 | -173
30.12. | 16 | -173
30.12. | 17 | -173
30.12. | 18 | -135
30.12. | 19 | -591
30.12. | 20 | -676
30.12. | 21 | -665
30.12. | 22 | -665
30.12. | 23 | -335
30.12. | 24 | -335
31.12. | 1 | 0
31.12. | 2 | 83
31.12. | 3 | 133
31.12. | 4 | 133
31.12. | 5 | 233
31.12. | 6 | 233
31.12. | 7 | 23
31.12. | 8 | 0
31.12. | 9 | 0
31.12. | 10 | -222
31.12. | 11 | -222
31.12. | 12 | -233
31.12. | 13 | -124
31.12. | 14 | -124
31.12. | 15 | -124
31.12. | 16 | -124
31.12. | 17 | 2
31.12. | 18 | 0
31.12. | 19 | -84
31.12. | 20 | -381
31.12. | 21 | -370
31.12. | 22 | -419
31.12. | 23 | -361
31.12. | 24 | -214
01.01. | 1 | 0
01.01. | 2 | 0
01.01. | 3 | 0
01.01. | 4 | 0
01.01. | 5 | 0
01.01. | 6 | 0
01.01. | 7 | 0
01.01. | 8 | 0
01.01. | 9 | 0
01.01. | 10 | 0
01.01. | 11 | 0
01.01. | 12 | 0
01.01. | 13 | 0
01.01. | 14 | 0
01.01. | 15 | 0
01.01. | 16 | 0
01.01. | 17 | 0
01.01. | 18 | 0
01.01. | 19 | 0
01.01. | 20 | 0
01.01. | 21 | 0
01.01. | 22 | 0
01.01. | 23 | 0
01.01. | 24 | 0
02.01. | 1 | 0
02.01. | 2 | 0
02.01. | 3 | 0
02.01. | 4 | 0
02.01. | 5 | 0
02.01. | 6 | 0
02.01. | 7 | 0
02.01. | 8 | 0
02.01. | 9 | 0
02.01. | 10 | 0
02.01. | 11 | 0
02.01. | 12 | 0
02.01. | 13 | 0
02.01. | 14 | 0
02.01. | 15 | 0
02.01. | 16 | 0
02.01. | 17 | 0
02.01. | 18 | 0
02.01. | 19 | 0
02.01. | 20 | 0
02.01. | 21 | 0
02.01. | 22 | 0
02.01. | 23 | 0
02.01. | 24 | 0
03.01. | 1 | 0
03.01. | 2 | 0
03.01. | 3 | 0
03.01. | 4 | 0
03.01. | 5 | 0
03.01. | 6 | 0
03.01. | 7 | 0
03.01. | 8 | 0
03.01. | 9 | 0
03.01. | 10 | 0
03.01. | 11 | 0
03.01. | 12 | 0
03.01. | 13 | 0
03.01. | 14 | 0
03.01. | 15 | 0
03.01. | 16 | 0
03.01. | 17 | 0
03.01. | 18 | 0
03.01. | 19 | 0
03.01. | 20 | 0
03.01. | 21 | 0
03.01. | 22 | 0
03.01. | 23 | 0
03.01. | 24 | 0
04.01. | 1 | 0
04.01. | 2 | 0
04.01. | 3 | 0
04.01. | 4 | 0
04.01. | 5 | 0
04.01. | 6 | 0
04.01. | 7 | 0
04.01. | 8 | 0
04.01. | 9 | 0
04.01. | 10 | 0
04.01. | 11 | 0
04.01. | 12 | 0
04.01. | 13 | 0
04.01. | 14 | 0
04.01. | 15 | 0
04.01. | 16 | 0
04.01. | 17 | 0
04.01. | 18 | 0
04.01. | 19 | -147
04.01. | 20 | -196
04.01. | 21 | -196
04.01. | 22 | -197
04.01. | 23 | -79
04.01. | 24 | 0
05.01. | 1 | 0
05.01. | 2 | 0
05.01. | 3 | 0
05.01. | 4 | 0
05.01. | 5 | 0
05.01. | 6 | 0
05.01. | 7 | 0
05.01. | 8 | 0
05.01. | 9 | 0
05.01. | 10 | 0
05.01. | 11 | 0
05.01. | 12 | 0
05.01. | 13 | 0
05.01. | 14 | 0
05.01. | 15 | 0
05.01. | 16 | 0
05.01. | 17 | 0
05.01. | 18 | 0
05.01. | 19 | 0
05.01. | 20 | 0
05.01. | 21 | 0
05.01. | 22 | 0
05.01. | 23 | 0
05.01. | 24 | 0
06.01. | 1 | 0
06.01. | 2 | 0
06.01. | 3 | 0
06.01. | 4 | 0
06.01. | 5 | 0
06.01. | 6 | 0
06.01. | 7 | 0
06.01. | 8 | 0
06.01. | 9 | 0
06.01. | 10 | 0
06.01. | 11 | 0
06.01. | 12 | 0
06.01. | 13 | 0
06.01. | 14 | 0
06.01. | 15 | 0
06.01. | 16 | 0
06.01. | 17 | 0
06.01. | 18 | 0
06.01. | 19 | 0
06.01. | 20 | 0
06.01. | 21 | 0
06.01. | 22 | 0
06.01. | 23 | 0
06.01. | 24 | 0
07.01. | 1 | 0
07.01. | 2 | 0
07.01. | 3 | 0
07.01. | 4 | 0
07.01. | 5 | 0
07.01. | 6 | 0
07.01. | 7 | 0
07.01. | 8 | 0
07.01. | 9 | 0
07.01. | 10 | 0
07.01. | 11 | 0
07.01. | 12 | 0
07.01. | 13 | 0
07.01. | 14 | 0
07.01. | 15 | 0
07.01. | 16 | 0
07.01. | 17 | 0
07.01. | 18 | 0
07.01. | 19 | 0
07.01. | 20 | 0
07.01. | 21 | 0
07.01. | 22 | 0
07.01. | 23 | 0
07.01. | 24 | 0
08.01. | 1 | 0
08.01. | 2 | 0
08.01. | 3 | 0
08.01. | 4 | 0
08.01. | 5 | 0
08.01. | 6 | 0
08.01. | 7 | 0
08.01. | 8 | 0
08.01. | 9 | 0
08.01. | 10 | 0
08.01. | 11 | 0
08.01. | 12 | 0
08.01. | 13 | 0
08.01. | 14 | 0
08.01. | 15 | 0
08.01. | 16 | 0
08.01. | 17 | 0
08.01. | 18 | 0
08.01. | 19 | 0
08.01. | 20 | 0
08.01. | 21 | 0
08.01. | 22 | 0
08.01. | 23 | 0
08.01. | 24 | 0
09.01. | 1 | 0
09.01. | 2 | 0
09.01. | 3 | 0
09.01. | 4 | 0
09.01. | 5 | 0
09.01. | 6 | 0
09.01. | 7 | 0
09.01. | 8 | 0
09.01. | 9 | 0
09.01. | 10 | 0
09.01. | 11 | 0
09.01. | 12 | 0
09.01. | 13 | 0
09.01. | 14 | 0
09.01. | 15 | 0
09.01. | 16 | 0
09.01. | 17 | 0
09.01. | 18 | 0
09.01. | 19 | 0
09.01. | 20 | 0
09.01. | 21 | 0
09.01. | 22 | 0
09.01. | 23 | 0
09.01. | 24 | 0
10.01. | 1 | 0
10.01. | 2 | 0
10.01. | 3 | 0
10.01. | 4 | 0
10.01. | 5 | 0
10.01. | 6 | 0
10.01. | 7 | 0
10.01. | 8 | 0
10.01. | 9 | 0
10.01. | 10 | 0
10.01. | 11 | 0
10.01. | 12 | 0
10.01. | 13 | 0
10.01. | 14 | 0
10.01. | 15 | 0
10.01. | 16 | 0
10.01. | 17 | 0
10.01. | 18 | 0
10.01. | 19 | 0
10.01. | 20 | 0
10.01. | 21 | 0
10.01. | 22 | 0
10.01. | 23 | 0
10.01. | 24 | 0
11.01. | 1 | 0
11.01. | 2 | 0
11.01. | 3 | 0
11.01. | 4 | 0
11.01. | 5 | 0
11.01. | 6 | 0
11.01. | 7 | 0
11.01. | 8 | 0
11.01. | 9 | 0
11.01. | 10 | 0
11.01. | 11 | 0
11.01. | 12 | 0
11.01. | 13 | 0
11.01. | 14 | 0
11.01. | 15 | 0
11.01. | 16 | 0
11.01. | 17 | 0
11.01. | 18 | 0
11.01. | 19 | 0
11.01. | 20 | 0
11.01. | 21 | 0
11.01. | 22 | 0
11.01. | 23 | 0
11.01. | 24 | 0
12.01. | 1 | 0
12.01. | 2 | 0
12.01. | 3 | 0
12.01. | 4 | 0
12.01. | 5 | 0
12.01. | 6 | 0
12.01. | 7 | 0
12.01. | 8 | 0
12.01. | 9 | 0
12.01. | 10 | 0
12.01. | 11 | 0
12.01. | 12 | 0
12.01. | 13 | 0
12.01. | 14 | 0
12.01. | 15 | 0
12.01. | 16 | 0
12.01. | 17 | 0
12.01. | 18 | 0
12.01. | 19 | 0
12.01. | 20 | 0
12.01. | 21 | 0
12.01. | 22 | 0
12.01. | 23 | 0
12.01. | 24 | 0
13.01. | 1 | 0
13.01. | 2 | 0
13.01. | 3 | 0
13.01. | 4 | 0
13.01. | 5 | 0
13.01. | 6 | 0
13.01. | 7 | 0
13.01. | 8 | 0
13.01. | 9 | 0
13.01. | 10 | 0
13.01. | 11 | 0
13.01. | 12 | 0
13.01. | 13 | 0
13.01. | 14 | 0
13.01. | 15 | 0
13.01. | 16 | 0
13.01. | 17 | 0
13.01. | 18 | 0
13.01. | 19 | 0
13.01. | 20 | 0
13.01. | 21 | 0
13.01. | 22 | 0
13.01. | 23 | 0
13.01. | 24 | 0
14.01. | 1 | 0
14.01. | 2 | 0
14.01. | 3 | 0
14.01. | 4 | 0
14.01. | 5 | 0
14.01. | 6 | 0
14.01. | 7 | 0
14.01. | 8 | 0
14.01. | 9 | 0
14.01. | 10 | 0
14.01. | 11 | 0
14.01. | 12 | 0
14.01. | 13 | 0
14.01. | 14 | 0
14.01. | 15 | 0
14.01. | 16 | 0
14.01. | 17 | 0
14.01. | 18 | 0
14.01. | 19 | 0
14.01. | 20 | 0
14.01. | 21 | 0
14.01. | 22 | 0
14.01. | 23 | 0
14.01. | 24 | 0
15.01. | 1 | 0
15.01. | 2 | 0
15.01. | 3 | 0
15.01. | 4 | 0
15.01. | 5 | 0
15.01. | 6 | 0
15.01. | 7 | 0
15.01. | 8 | 0
15.01. | 9 | 0
15.01. | 10 | 0
15.01. | 11 | 0
15.01. | 12 | 0
15.01. | 13 | 0
15.01. | 14 | 0
15.01. | 15 | 0
15.01. | 16 | 0
15.01. | 17 | 0
15.01. | 18 | 0
15.01. | 19 | 0
15.01. | 20 | 0
15.01. | 21 | 0
15.01. | 22 | 0
15.01. | 23 | 0
15.01. | 24 | 0
16.01. | 1 | 0
16.01. | 2 | 0
16.01. | 3 | 0
16.01. | 4 | 0
16.01. | 5 | 0
16.01. | 6 | 0
16.01. | 7 | 0
16.01. | 8 | 0
16.01. | 9 | 0
16.01. | 10 | 0
16.01. | 11 | -79
16.01. | 12 | -79
16.01. | 13 | -79
16.01. | 14 | -79
16.01. | 15 | 0
16.01. | 16 | 0
16.01. | 17 | 0
16.01. | 18 | 0
16.01. | 19 | 0
16.01. | 20 | -247
16.01. | 21 | -247
16.01. | 22 | -247
16.01. | 23 | -247
16.01. | 24 | -247
17.01. | 1 | 0
17.01. | 2 | 0
17.01. | 3 | 0
17.01. | 4 | 0
17.01. | 5 | 0
17.01. | 6 | 0
17.01. | 7 | 0
17.01. | 8 | 0
17.01. | 9 | 0
17.01. | 10 | 0
17.01. | 11 | 0
17.01. | 12 | 0
17.01. | 13 | 0
17.01. | 14 | 0
17.01. | 15 | 0
17.01. | 16 | 0
17.01. | 17 | 0
17.01. | 18 | 0
17.01. | 19 | 0
17.01. | 20 | 0
17.01. | 21 | 0
17.01. | 22 | 0
17.01. | 23 | 0
17.01. | 24 | 0
18.01. | 1 | 0
18.01. | 2 | 0
18.01. | 3 | 0
18.01. | 4 | 0
18.01. | 5 | 0
18.01. | 6 | 0
18.01. | 7 | 0
18.01. | 8 | 0
18.01. | 9 | 0
18.01. | 10 | 0
18.01. | 11 | 0
18.01. | 12 | 0
18.01. | 13 | 0
18.01. | 14 | 0
18.01. | 15 | 0
18.01. | 16 | 0
18.01. | 17 | 0
18.01. | 18 | 0
18.01. | 19 | 0
18.01. | 20 | 0
18.01. | 21 | 0
18.01. | 22 | 0
18.01. | 23 | 0
18.01. | 24 | 0
19.01. | 1 | 0
19.01. | 2 | 0
19.01. | 3 | 0
19.01. | 4 | 0
19.01. | 5 | 0
19.01. | 6 | 0
19.01. | 7 | 0
19.01. | 8 | 0
19.01. | 9 | 0
19.01. | 10 | 0
19.01. | 11 | 0
19.01. | 12 | 0
19.01. | 13 | 0
19.01. | 14 | 0
19.01. | 15 | 0
19.01. | 16 | 0
19.01. | 17 | 0
19.01. | 18 | 0
19.01. | 19 | 0
19.01. | 20 | 0
19.01. | 21 | 0
19.01. | 22 | 0
19.01. | 23 | 0
19.01. | 24 | 0
20.01. | 1 | 0
20.01. | 2 | 0
20.01. | 3 | 0
20.01. | 4 | 0
20.01. | 5 | 0
20.01. | 6 | 0
20.01. | 7 | 0
20.01. | 8 | 0
20.01. | 9 | 0
20.01. | 10 | 0
20.01. | 11 | 0
20.01. | 12 | 0
20.01. | 13 | 0
20.01. | 14 | 0
20.01. | 15 | 0
20.01. | 16 | 0
20.01. | 17 | 0
20.01. | 18 | 0
20.01. | 19 | 0
20.01. | 20 | 0
20.01. | 21 | 0
20.01. | 22 | 0
20.01. | 23 | 0
20.01. | 24 | 0
21.01. | 1 | 0
21.01. | 2 | 0
21.01. | 3 | -197
21.01. | 4 | -197
21.01. | 5 | -197
21.01. | 6 | -79
21.01. | 7 | 0
21.01. | 8 | 0
21.01. | 9 | 0
21.01. | 10 | 0
21.01. | 11 | 0
21.01. | 12 | 0
21.01. | 13 | 0
21.01. | 14 | 0
21.01. | 15 | 0
21.01. | 16 | 0
21.01. | 17 | 0
21.01. | 18 | 0
21.01. | 19 | 0
21.01. | 20 | 0
21.01. | 21 | 0
21.01. | 22 | 0
21.01. | 23 | 0
21.01. | 24 | 0
22.01. | 1 | 0
22.01. | 2 | 0
22.01. | 3 | 0
22.01. | 4 | 0
22.01. | 5 | 0
22.01. | 6 | 0
22.01. | 7 | 0
22.01. | 8 | 0
22.01. | 9 | 0
22.01. | 10 | 0
22.01. | 11 | 0
22.01. | 12 | 0
22.01. | 13 | 0
22.01. | 14 | 0
22.01. | 15 | 0
22.01. | 16 | 0
22.01. | 17 | 0
22.01. | 18 | 0
22.01. | 19 | 0
22.01. | 20 | 0
22.01. | 21 | 0
22.01. | 22 | 0
22.01. | 23 | 0
22.01. | 24 | 0
23.01. | 1 | 0
23.01. | 2 | 0
23.01. | 3 | 0
23.01. | 4 | 0
23.01. | 5 | 0
23.01. | 6 | 0
23.01. | 7 | 0
23.01. | 8 | 0
23.01. | 9 | 0
23.01. | 10 | 0
23.01. | 11 | 0
23.01. | 12 | 0
23.01. | 13 | 0
23.01. | 14 | 0
23.01. | 15 | 0
23.01. | 16 | 0
23.01. | 17 | 0
23.01. | 18 | 0
23.01. | 19 | 0
23.01. | 20 | 0
23.01. | 21 | 0
23.01. | 22 | 0
23.01. | 23 | 0
23.01. | 24 | 0
24.01. | 1 | 0
24.01. | 2 | 0
24.01. | 3 | 0
24.01. | 4 | 0
24.01. | 5 | 0
24.01. | 6 | 0
24.01. | 7 | 0
24.01. | 8 | 0
24.01. | 9 | 0
24.01. | 10 | 0
24.01. | 11 | 0
24.01. | 12 | 0
24.01. | 13 | 0
24.01. | 14 | 0
24.01. | 15 | 0
24.01. | 16 | 0
24.01. | 17 | 0
24.01. | 18 | 0
24.01. | 19 | 0
24.01. | 20 | 0
24.01. | 21 | 0
24.01. | 22 | 0
24.01. | 23 | 0
24.01. | 24 | 0
25.01. | 1 | 0
25.01. | 2 | 0
25.01. | 3 | 0
25.01. | 4 | 0
25.01. | 5 | 0
25.01. | 6 | 0
25.01. | 7 | 0
25.01. | 8 | 0
25.01. | 9 | 0
25.01. | 10 | 0
25.01. | 11 | 0
25.01. | 12 | 0
25.01. | 13 | 0
25.01. | 14 | 0
25.01. | 15 | 0
25.01. | 16 | 0
25.01. | 17 | 0
25.01. | 18 | 0
25.01. | 19 | 0
25.01. | 20 | 0
25.01. | 21 | 0
25.01. | 22 | 0
25.01. | 23 | 0
25.01. | 24 | 0
26.01. | 1 | 0
26.01. | 2 | 0
26.01. | 3 | 0
26.01. | 4 | 0
26.01. | 5 | 0
26.01. | 6 | 0
26.01. | 7 | 0
26.01. | 8 | 0
26.01. | 9 | 0
26.01. | 10 | 0
26.01. | 11 | 0
26.01. | 12 | 0
26.01. | 13 | 0
26.01. | 14 | 0
26.01. | 15 | 0
26.01. | 16 | 0
26.01. | 17 | 0
26.01. | 18 | 0
26.01. | 19 | 0
26.01. | 20 | 0
26.01. | 21 | 0
26.01. | 22 | 0
26.01. | 23 | 0
26.01. | 24 | 0
27.01. | 1 | 0
27.01. | 2 | 0
27.01. | 3 | 0
27.01. | 4 | 0
27.01. | 5 | 0
27.01. | 6 | 0
27.01. | 7 | 0
27.01. | 8 | 0
27.01. | 9 | 0
27.01. | 10 | 0
27.01. | 11 | 0
27.01. | 12 | 0
27.01. | 13 | 0
27.01. | 14 | 0
27.01. | 15 | 0
27.01. | 16 | 0
27.01. | 17 | 0
27.01. | 18 | 0
27.01. | 19 | 0
27.01. | 20 | 0
27.01. | 21 | 0
27.01. | 22 | 0
27.01. | 23 | 0
27.01. | 24 | 0
28.01. | 1 | 0
28.01. | 2 | 0
28.01. | 3 | 0
28.01. | 4 | 0
28.01. | 5 | 0
28.01. | 6 | 0
28.01. | 7 | 0
28.01. | 8 | 0
28.01. | 9 | 0
28.01. | 10 | 0
28.01. | 11 | 0
28.01. | 12 | 0
28.01. | 13 | 0
28.01. | 14 | 0
28.01. | 15 | 0
28.01. | 16 | 0
28.01. | 17 | 0
28.01. | 18 | 0
28.01. | 19 | 0
28.01. | 20 | 0
28.01. | 21 | 0
28.01. | 22 | 0
28.01. | 23 | 0
28.01. | 24 | 0
29.01. | 1 | 0
29.01. | 2 | 0
29.01. | 3 | 0
29.01. | 4 | 0
29.01. | 5 | 0
29.01. | 6 | 0
29.01. | 7 | 0
29.01. | 8 | 0
29.01. | 9 | 0
29.01. | 10 | 0
29.01. | 11 | 0
29.01. | 12 | 0
29.01. | 13 | 0
29.01. | 14 | 0
29.01. | 15 | 0
29.01. | 16 | 0
29.01. | 17 | 0
29.01. | 18 | 0
29.01. | 19 | 0
29.01. | 20 | 0
29.01. | 21 | 0
29.01. | 22 | 0
29.01. | 23 | 0
29.01. | 24 | 0
30.01. | 1 | 0
30.01. | 2 | 0
30.01. | 3 | 0
30.01. | 4 | 0
30.01. | 5 | 0
30.01. | 6 | 0
30.01. | 7 | 0
30.01. | 8 | 0
30.01. | 9 | 0
30.01. | 10 | 0
30.01. | 11 | 0
30.01. | 12 | 0
30.01. | 13 | 0
30.01. | 14 | 0
30.01. | 15 | 0
30.01. | 16 | 0
30.01. | 17 | 0
30.01. | 18 | 0
30.01. | 19 | 0
30.01. | 20 | 0
30.01. | 21 | 0
30.01. | 22 | 0
30.01. | 23 | 0
30.01. | 24 | 0
31.01. | 1 | 0
31.01. | 2 | 0
31.01. | 3 | 0
31.01. | 4 | 0
31.01. | 5 | 0
31.01. | 6 | 0
31.01. | 7 | 0
31.01. | 8 | 0
31.01. | 9 | 0
31.01. | 10 | 0
31.01. | 11 | 0
31.01. | 12 | 0
31.01. | 13 | 0
31.01. | 14 | 0
31.01. | 15 | 0
31.01. | 16 | 0
31.01. | 17 | 0
31.01. | 18 | 0
31.01. | 19 | 0
31.01. | 20 | 0
31.01. | 21 | 0
31.01. | 22 | 0
31.01. | 23 | 0
31.01. | 24 | 0
01.02. | 1 | 0
01.02. | 2 | 0
01.02. | 3 | 0
01.02. | 4 | 0
01.02. | 5 | 0
01.02. | 6 | 0
01.02. | 7 | 0
01.02. | 8 | 0
01.02. | 9 | 0
01.02. | 10 | 0
01.02. | 11 | 0
01.02. | 12 | 0
01.02. | 13 | 0
01.02. | 14 | 0
01.02. | 15 | 0
01.02. | 16 | 0
01.02. | 17 | 0
01.02. | 18 | 0
01.02. | 19 | 0
01.02. | 20 | 0
01.02. | 21 | -147
01.02. | 22 | -147
01.02. | 23 | -147
01.02. | 24 | -147
02.02. | 1 | 0
02.02. | 2 | 0
02.02. | 3 | 0
02.02. | 4 | 0
02.02. | 5 | 0
02.02. | 6 | 0
02.02. | 7 | 0
02.02. | 8 | 0
02.02. | 9 | 0
02.02. | 10 | 0
02.02. | 11 | 0
02.02. | 12 | 0
02.02. | 13 | -98
02.02. | 14 | -98
02.02. | 15 | -98
02.02. | 16 | -98
02.02. | 17 | 0
02.02. | 18 | 0
02.02. | 19 | 0
02.02. | 20 | -147
02.02. | 21 | -147
02.02. | 22 | -147
02.02. | 23 | -147
02.02. | 24 | -147
03.02. | 1 | 0
03.02. | 2 | 0
03.02. | 3 | 0
03.02. | 4 | 0
03.02. | 5 | 0
03.02. | 6 | 0
03.02. | 7 | 0
03.02. | 8 | 0
03.02. | 9 | 0
03.02. | 10 | 0
03.02. | 11 | -147
03.02. | 12 | -147
03.02. | 13 | -196
03.02. | 14 | -197
03.02. | 15 | -197
03.02. | 16 | -197
03.02. | 17 | -197
03.02. | 18 | 0
03.02. | 19 | 0
03.02. | 20 | -196
03.02. | 21 | -196
03.02. | 22 | -197
03.02. | 23 | -197
03.02. | 24 | -197
04.02. | 1 | 0
04.02. | 2 | 0
04.02. | 3 | 0
04.02. | 4 | 0
04.02. | 5 | 0
04.02. | 6 | 0
04.02. | 7 | 0
04.02. | 8 | 0
04.02. | 9 | 0
04.02. | 10 | -133
04.02. | 11 | -140
04.02. | 12 | -196
04.02. | 13 | -196
04.02. | 14 | -133
04.02. | 15 | -133
04.02. | 16 | 0
04.02. | 17 | 0
04.02. | 18 | 0
04.02. | 19 | 0
04.02. | 20 | -147
04.02. | 21 | -147
04.02. | 22 | -147
04.02. | 23 | -147
04.02. | 24 | -147
05.02. | 1 | 0
05.02. | 2 | 0
05.02. | 3 | 0
05.02. | 4 | 0
05.02. | 5 | 0
05.02. | 6 | 0
05.02. | 7 | 0
05.02. | 8 | 0
05.02. | 9 | 0
05.02. | 10 | 0
05.02. | 11 | 0
05.02. | 12 | 0
05.02. | 13 | 0
05.02. | 14 | 0
05.02. | 15 | 0
05.02. | 16 | 0
05.02. | 17 | 0
05.02. | 18 | 0
05.02. | 19 | 0
05.02. | 20 | 0
05.02. | 21 | -147
05.02. | 22 | -147
05.02. | 23 | -147
05.02. | 24 | -147
06.02. | 1 | 0
06.02. | 2 | 0
06.02. | 3 | 0
06.02. | 4 | 0
06.02. | 5 | 0
06.02. | 6 | 0
06.02. | 7 | 0
06.02. | 8 | 0
06.02. | 9 | 0
06.02. | 10 | 0
06.02. | 11 | 0
06.02. | 12 | 0
06.02. | 13 | 0
06.02. | 14 | 0
06.02. | 15 | 0
06.02. | 16 | 0
06.02. | 17 | 0
06.02. | 18 | 0
06.02. | 19 | 0
06.02. | 20 | -99
06.02. | 21 | -99
06.02. | 22 | -99
06.02. | 23 | -99
06.02. | 24 | 0
07.02. | 1 | 0
07.02. | 2 | 0
07.02. | 3 | 0
07.02. | 4 | 0
07.02. | 5 | 0
07.02. | 6 | 0
07.02. | 7 | 0
07.02. | 8 | 0
07.02. | 9 | 0
07.02. | 10 | 0
07.02. | 11 | 0
07.02. | 12 | 0
07.02. | 13 | 0
07.02. | 14 | 0
07.02. | 15 | 0
07.02. | 16 | 0
07.02. | 17 | 0
07.02. | 18 | 0
07.02. | 19 | 0
07.02. | 20 | 0
07.02. | 21 | 0
07.02. | 22 | 0
07.02. | 23 | 0
07.02. | 24 | 0
08.02. | 1 | 0
08.02. | 2 | 0
08.02. | 3 | 0
08.02. | 4 | 0
08.02. | 5 | 0
08.02. | 6 | 0
08.02. | 7 | 0
08.02. | 8 | 0
08.02. | 9 | 0
08.02. | 10 | 0
08.02. | 11 | 0
08.02. | 12 | 0
08.02. | 13 | 0
08.02. | 14 | 0
08.02. | 15 | 0
08.02. | 16 | 0
08.02. | 17 | 0
08.02. | 18 | 0
08.02. | 19 | 0
08.02. | 20 | 0
08.02. | 21 | 0
08.02. | 22 | 0
08.02. | 23 | 0
08.02. | 24 | 0
09.02. | 1 | 0
09.02. | 2 | 0
09.02. | 3 | 0
09.02. | 4 | 0
09.02. | 5 | 0
09.02. | 6 | 0
09.02. | 7 | 0
09.02. | 8 | 0
09.02. | 9 | 0
09.02. | 10 | 0
09.02. | 11 | 0
09.02. | 12 | 0
09.02. | 13 | 0
09.02. | 14 | 0
09.02. | 15 | 0
09.02. | 16 | 0
09.02. | 17 | 0
09.02. | 18 | 0
09.02. | 19 | 0
09.02. | 20 | 0
09.02. | 21 | 0
09.02. | 22 | 0
09.02. | 23 | 0
09.02. | 24 | 0
10.02. | 1 | 0
10.02. | 2 | 0
10.02. | 3 | 0
10.02. | 4 | 0
10.02. | 5 | 0
10.02. | 6 | 0
10.02. | 7 | 0
10.02. | 8 | 0
10.02. | 9 | 0
10.02. | 10 | 0
10.02. | 11 | 0
10.02. | 12 | 0
10.02. | 13 | 0
10.02. | 14 | 0
10.02. | 15 | 0
10.02. | 16 | 0
10.02. | 17 | 0
10.02. | 18 | 0
10.02. | 19 | 0
10.02. | 20 | 0
10.02. | 21 | 0
10.02. | 22 | 0
10.02. | 23 | 0
10.02. | 24 | 0
11.02. | 1 | 0
11.02. | 2 | 0
11.02. | 3 | 0
11.02. | 4 | 0
11.02. | 5 | 0
11.02. | 6 | 0
11.02. | 7 | 0
11.02. | 8 | 0
11.02. | 9 | 0
11.02. | 10 | 0
11.02. | 11 | 0
11.02. | 12 | 0
11.02. | 13 | -157
11.02. | 14 | -118
11.02. | 15 | -128
11.02. | 16 | 0
11.02. | 17 | 0
11.02. | 18 | 0
11.02. | 19 | 0
11.02. | 20 | 0
11.02. | 21 | 0
11.02. | 22 | 0
11.02. | 23 | 0
11.02. | 24 | 0
12.02. | 1 | 0
12.02. | 2 | 0
12.02. | 3 | 0
12.02. | 4 | 0
12.02. | 5 | 0
12.02. | 6 | 0
12.02. | 7 | 0
12.02. | 8 | 0
12.02. | 9 | 0
12.02. | 10 | 0
12.02. | 11 | 0
12.02. | 12 | 0
12.02. | 13 | 0
12.02. | 14 | 0
12.02. | 15 | 0
12.02. | 16 | 0
12.02. | 17 | 0
12.02. | 18 | 0
12.02. | 19 | 0
12.02. | 20 | 0
12.02. | 21 | 0
12.02. | 22 | 0
12.02. | 23 | 0
12.02. | 24 | 0
13.02. | 1 | 0
13.02. | 2 | 0
13.02. | 3 | 0
13.02. | 4 | 0
13.02. | 5 | 0
13.02. | 6 | 0
13.02. | 7 | 0
13.02. | 8 | 0
13.02. | 9 | 0
13.02. | 10 | 0
13.02. | 11 | 0
13.02. | 12 | 0
13.02. | 13 | 0
13.02. | 14 | 0
13.02. | 15 | 0
13.02. | 16 | 0
13.02. | 17 | 0
13.02. | 18 | 0
13.02. | 19 | 0
13.02. | 20 | 0
13.02. | 21 | 0
13.02. | 22 | 0
13.02. | 23 | 0
13.02. | 24 | 0
14.02. | 1 | 0
14.02. | 2 | 0
14.02. | 3 | 0
14.02. | 4 | 0
14.02. | 5 | 0
14.02. | 6 | 0
14.02. | 7 | 0
14.02. | 8 | 0
14.02. | 9 | 0
14.02. | 10 | 0
14.02. | 11 | 0
14.02. | 12 | 0
14.02. | 13 | 0
14.02. | 14 | 0
14.02. | 15 | 0
14.02. | 16 | 0
14.02. | 17 | 0
14.02. | 18 | 0
14.02. | 19 | 0
14.02. | 20 | 0
14.02. | 21 | 0
14.02. | 22 | 0
14.02. | 23 | 0
14.02. | 24 | 0
15.02. | 1 | 0
15.02. | 2 | -1
15.02. | 3 | 0
15.02. | 4 | 0
15.02. | 5 | 0
15.02. | 6 | 0
15.02. | 7 | 0
15.02. | 8 | 0
15.02. | 9 | 0
15.02. | 10 | 0
15.02. | 11 | 0
15.02. | 12 | 0
15.02. | 13 | 0
15.02. | 14 | 0
15.02. | 15 | 0
15.02. | 16 | 0
15.02. | 17 | 0
15.02. | 18 | 0
15.02. | 19 | 0
15.02. | 20 | 0
15.02. | 21 | 0
15.02. | 22 | 0
15.02. | 23 | 0
15.02. | 24 | 0
16.02. | 1 | 0
16.02. | 2 | 0
16.02. | 3 | 0
16.02. | 4 | 0
16.02. | 5 | 0
16.02. | 6 | 0
16.02. | 7 | 0
16.02. | 8 | 0
16.02. | 9 | 0
16.02. | 10 | 0
16.02. | 11 | 0
16.02. | 12 | 0
16.02. | 13 | 0
16.02. | 14 | 0
16.02. | 15 | 0
16.02. | 16 | 0
16.02. | 17 | 0
16.02. | 18 | 0
16.02. | 19 | 0
16.02. | 20 | 0
16.02. | 21 | 0
16.02. | 22 | 0
16.02. | 23 | 0
16.02. | 24 | 0
17.02. | 1 | 0
17.02. | 2 | 0
17.02. | 3 | 0
17.02. | 4 | 0
17.02. | 5 | 0
17.02. | 6 | 0
17.02. | 7 | 0
17.02. | 8 | 0
17.02. | 9 | 0
17.02. | 10 | 0
17.02. | 11 | 0
17.02. | 12 | 0
17.02. | 13 | 0
17.02. | 14 | 0
17.02. | 15 | 0
17.02. | 16 | 0
17.02. | 17 | 0
17.02. | 18 | 0
17.02. | 19 | 0
17.02. | 20 | 0
17.02. | 21 | 0
17.02. | 22 | 0
17.02. | 23 | 0
17.02. | 24 | 0
18.02. | 1 | 0
18.02. | 2 | 0
18.02. | 3 | 0
18.02. | 4 | 0
18.02. | 5 | 0
18.02. | 6 | 0
18.02. | 7 | 0
18.02. | 8 | 0
18.02. | 9 | 0
18.02. | 10 | 0
18.02. | 11 | 0
18.02. | 12 | 0
18.02. | 13 | 0
18.02. | 14 | 0
18.02. | 15 | 0
18.02. | 16 | 0
18.02. | 17 | 0
18.02. | 18 | 0
18.02. | 19 | 0
18.02. | 20 | 0
18.02. | 21 | 0
18.02. | 22 | 0
18.02. | 23 | 0
18.02. | 24 | 0
19.02. | 1 | 0
19.02. | 2 | 0
19.02. | 3 | 0
19.02. | 4 | 0
19.02. | 5 | 0
19.02. | 6 | 0
19.02. | 7 | 0
19.02. | 8 | 0
19.02. | 9 | 0
19.02. | 10 | 0
19.02. | 11 | 0
19.02. | 12 | 0
19.02. | 13 | 0
19.02. | 14 | -147
19.02. | 15 | -147
19.02. | 16 | -147
19.02. | 17 | -98
19.02. | 18 | 0
19.02. | 19 | 0
19.02. | 20 | 0
19.02. | 21 | -246
19.02. | 22 | -246
19.02. | 23 | -246
19.02. | 24 | -246
20.02. | 1 | -247
20.02. | 2 | -197
20.02. | 3 | -197
20.02. | 4 | -197
20.02. | 5 | -197
20.02. | 6 | -247
20.02. | 7 | -296
20.02. | 8 | -296
20.02. | 9 | -296
20.02. | 10 | -296
20.02. | 11 | -296
20.02. | 12 | -296
20.02. | 13 | -296
20.02. | 14 | -296
20.02. | 15 | -296
20.02. | 16 | -296
20.02. | 17 | -296
20.02. | 18 | -296
20.02. | 19 | -296
20.02. | 20 | -296
20.02. | 21 | -296
20.02. | 22 | -296
20.02. | 23 | -296
20.02. | 24 | -296
21.02. | 1 | 0
21.02. | 2 | 0
21.02. | 3 | 0
21.02. | 4 | 0
21.02. | 5 | 0
21.02. | 6 | 0
21.02. | 7 | 0
21.02. | 8 | 0
21.02. | 9 | 0
21.02. | 10 | 0
21.02. | 11 | 0
21.02. | 12 | -148
21.02. | 13 | -197
21.02. | 14 | -148
21.02. | 15 | -148
21.02. | 16 | 0
21.02. | 17 | 0
21.02. | 18 | 0
21.02. | 19 | 0
21.02. | 20 | 0
21.02. | 21 | 0
21.02. | 22 | 0
21.02. | 23 | 0
21.02. | 24 | 0
22.02. | 1 | 0
22.02. | 2 | 0
22.02. | 3 | 0
22.02. | 4 | 0
22.02. | 5 | 0
22.02. | 6 | 0
22.02. | 7 | 0
22.02. | 8 | 0
22.02. | 9 | 0
22.02. | 10 | 0
22.02. | 11 | 0
22.02. | 12 | 0
22.02. | 13 | 0
22.02. | 14 | 0
22.02. | 15 | 0
22.02. | 16 | 0
22.02. | 17 | 0
22.02. | 18 | 0
22.02. | 19 | 0
22.02. | 20 | 0
22.02. | 21 | 0
22.02. | 22 | 0
22.02. | 23 | 0
22.02. | 24 | 0
23.02. | 1 | 0
23.02. | 2 | 0
23.02. | 3 | 0
23.02. | 4 | 0
23.02. | 5 | 0
23.02. | 6 | 0
23.02. | 7 | 0
23.02. | 8 | 0
23.02. | 9 | 0
23.02. | 10 | 0
23.02. | 11 | 0
23.02. | 12 | 0
23.02. | 13 | 0
23.02. | 14 | 0
23.02. | 15 | 0
23.02. | 16 | 0
23.02. | 17 | 0
23.02. | 18 | 0
23.02. | 19 | 0
23.02. | 20 | 0
23.02. | 21 | 0
23.02. | 22 | 0
23.02. | 23 | 0
23.02. | 24 | 0
24.02. | 1 | 0
24.02. | 2 | 0
24.02. | 3 | 0
24.02. | 4 | 0
24.02. | 5 | 0
24.02. | 6 | 0
24.02. | 7 | 0
24.02. | 8 | 0
24.02. | 9 | 0
24.02. | 10 | 0
24.02. | 11 | 0
24.02. | 12 | 0
24.02. | 13 | 0
24.02. | 14 | 0
24.02. | 15 | 0
24.02. | 16 | 0
24.02. | 17 | 0
24.02. | 18 | 0
24.02. | 19 | 0
24.02. | 20 | 0
24.02. | 21 | 0
24.02. | 22 | 0
24.02. | 23 | 0
24.02. | 24 | 0
25.02. | 1 | 0
25.02. | 2 | 0
25.02. | 3 | 0
25.02. | 4 | 0
25.02. | 5 | 0
25.02. | 6 | 0
25.02. | 7 | 0
25.02. | 8 | 0
25.02. | 9 | 0
25.02. | 10 | 0
25.02. | 11 | 0
25.02. | 12 | 0
25.02. | 13 | 0
25.02. | 14 | 0
25.02. | 15 | 0
25.02. | 16 | 0
25.02. | 17 | 0
25.02. | 18 | 0
25.02. | 19 | 0
25.02. | 20 | 0
25.02. | 21 | 0
25.02. | 22 | 0
25.02. | 23 | 0
25.02. | 24 | 0
26.02. | 1 | 0
26.02. | 2 | 0
26.02. | 3 | 0
26.02. | 4 | 0
26.02. | 5 | 0
26.02. | 6 | 0
26.02. | 7 | 0
26.02. | 8 | 0
26.02. | 9 | 0
26.02. | 10 | 0
26.02. | 11 | 0
26.02. | 12 | 0
26.02. | 13 | 0
26.02. | 14 | 0
26.02. | 15 | 0
26.02. | 16 | 0
26.02. | 17 | 0
26.02. | 18 | 0
26.02. | 19 | 0
26.02. | 20 | 0
26.02. | 21 | 0
26.02. | 22 | 0
26.02. | 23 | 0
26.02. | 24 | 0
27.02. | 1 | 0
27.02. | 2 | 0
27.02. | 3 | 0
27.02. | 4 | 0
27.02. | 5 | 0
27.02. | 6 | 0
27.02. | 7 | 0
27.02. | 8 | 0
27.02. | 9 | 0
27.02. | 10 | 0
27.02. | 11 | 0
27.02. | 12 | 0
27.02. | 13 | 0
27.02. | 14 | 0
27.02. | 15 | 0
27.02. | 16 | 0
27.02. | 17 | 0
27.02. | 18 | 0
27.02. | 19 | 0
27.02. | 20 | 0
27.02. | 21 | 0
27.02. | 22 | 0
27.02. | 23 | 0
27.02. | 24 | 0
28.02. | 1 | 0
28.02. | 2 | 0
28.02. | 3 | 0
28.02. | 4 | 0
28.02. | 5 | 0
28.02. | 6 | 0
28.02. | 7 | 0
28.02. | 8 | 0
28.02. | 9 | 0
28.02. | 10 | 0
28.02. | 11 | 0
28.02. | 12 | 0
28.02. | 13 | 0
28.02. | 14 | 0
28.02. | 15 | 0
28.02. | 16 | 0
28.02. | 17 | 0
28.02. | 18 | 0
28.02. | 19 | 0
28.02. | 20 | 0
28.02. | 21 | 0
28.02. | 22 | 0
28.02. | 23 | 0
28.02. | 24 | 0
01.03. | 1 | 0
01.03. | 2 | 0
01.03. | 3 | 0
01.03. | 4 | 0
01.03. | 5 | 0
01.03. | 6 | 0
01.03. | 7 | 0
01.03. | 8 | 0
01.03. | 9 | 0
01.03. | 10 | 0
01.03. | 11 | 0
01.03. | 12 | 0
01.03. | 13 | 0
01.03. | 14 | 0
01.03. | 15 | 0
01.03. | 16 | 0
01.03. | 17 | 0
01.03. | 18 | 0
01.03. | 19 | 0
01.03. | 20 | 0
01.03. | 21 | 0
01.03. | 22 | 0
01.03. | 23 | 0
01.03. | 24 | 0
02.03. | 1 | 0
02.03. | 2 | 0
02.03. | 3 | 0
02.03. | 4 | 0
02.03. | 5 | 0
02.03. | 6 | 0
02.03. | 7 | 0
02.03. | 8 | 0
02.03. | 9 | 0
02.03. | 10 | 0
02.03. | 11 | 0
02.03. | 12 | 0
02.03. | 13 | 0
02.03. | 14 | 0
02.03. | 15 | 0
02.03. | 16 | 0
02.03. | 17 | 0
02.03. | 18 | 0
02.03. | 19 | 0
02.03. | 20 | 0
02.03. | 21 | 0
02.03. | 22 | 0
02.03. | 23 | 0
02.03. | 24 | 0
03.03. | 1 | 0
03.03. | 2 | 0
03.03. | 3 | 0
03.03. | 4 | 0
03.03. | 5 | 0
03.03. | 6 | 0
03.03. | 7 | 0
03.03. | 8 | 0
03.03. | 9 | 0
03.03. | 10 | 0
03.03. | 11 | 0
03.03. | 12 | 0
03.03. | 13 | 0
03.03. | 14 | 0
03.03. | 15 | 0
03.03. | 16 | 0
03.03. | 17 | 0
03.03. | 18 | 0
03.03. | 19 | 0
03.03. | 20 | 0
03.03. | 21 | 0
03.03. | 22 | 0
03.03. | 23 | 0
03.03. | 24 | 0
04.03. | 1 | 0
04.03. | 2 | 0
04.03. | 3 | 0
04.03. | 4 | 0
04.03. | 5 | 0
04.03. | 6 | 0
04.03. | 7 | 0
04.03. | 8 | 0
04.03. | 9 | 0
04.03. | 10 | 0
04.03. | 11 | 0
04.03. | 12 | 0
04.03. | 13 | 0
04.03. | 14 | 0
04.03. | 15 | 0
04.03. | 16 | 0
04.03. | 17 | 0
04.03. | 18 | 0
04.03. | 19 | 0
04.03. | 20 | 0
04.03. | 21 | 0
04.03. | 22 | 0
04.03. | 23 | 0
04.03. | 24 | 0
05.03. | 1 | 0
05.03. | 2 | 0
05.03. | 3 | 0
05.03. | 4 | 0
05.03. | 5 | 0
05.03. | 6 | 0
05.03. | 7 | 0
05.03. | 8 | 0
05.03. | 9 | 0
05.03. | 10 | 0
05.03. | 11 | 0
05.03. | 12 | 0
05.03. | 13 | 0
05.03. | 14 | 0
05.03. | 15 | 0
05.03. | 16 | 0
05.03. | 17 | 0
05.03. | 18 | 0
05.03. | 19 | 0
05.03. | 20 | 0
05.03. | 21 | 0
05.03. | 22 | 0
05.03. | 23 | 0
05.03. | 24 | 0
06.03. | 1 | 0
06.03. | 2 | 0
06.03. | 3 | 0
06.03. | 4 | 0
06.03. | 5 | 0
06.03. | 6 | 0
06.03. | 7 | 0
06.03. | 8 | 0
06.03. | 9 | 0
06.03. | 10 | 0
06.03. | 11 | 0
06.03. | 12 | 0
06.03. | 13 | 0
06.03. | 14 | 0
06.03. | 15 | 0
06.03. | 16 | 0
06.03. | 17 | 0
06.03. | 18 | 0
06.03. | 19 | 0
06.03. | 20 | 0
06.03. | 21 | 0
06.03. | 22 | 0
06.03. | 23 | 0
06.03. | 24 | 0
07.03. | 1 | 0
07.03. | 2 | 0
07.03. | 3 | 0
07.03. | 4 | 0
07.03. | 5 | 0
07.03. | 6 | 0
07.03. | 7 | 0
07.03. | 8 | 0
07.03. | 9 | 0
07.03. | 10 | 0
07.03. | 11 | 0
07.03. | 12 | 0
07.03. | 13 | 0
07.03. | 14 | 0
07.03. | 15 | 0
07.03. | 16 | 0
07.03. | 17 | 0
07.03. | 18 | 0
07.03. | 19 | 0
07.03. | 20 | 0
07.03. | 21 | 0
07.03. | 22 | 0
07.03. | 23 | 0
07.03. | 24 | 0
08.03. | 1 | 0
08.03. | 2 | 0
08.03. | 3 | 0
08.03. | 4 | 0
08.03. | 5 | 0
08.03. | 6 | 0
08.03. | 7 | 0
08.03. | 8 | 0
08.03. | 9 | 0
08.03. | 10 | 0
08.03. | 11 | 0
08.03. | 12 | 0
08.03. | 13 | 0
08.03. | 14 | 0
08.03. | 15 | 0
08.03. | 16 | 0
08.03. | 17 | 0
08.03. | 18 | 0
08.03. | 19 | 0
08.03. | 20 | 0
08.03. | 21 | 0
08.03. | 22 | 0
08.03. | 23 | 0
08.03. | 24 | 0
09.03. | 1 | 0
09.03. | 2 | 0
09.03. | 3 | 0
09.03. | 4 | 0
09.03. | 5 | 0
09.03. | 6 | 0
09.03. | 7 | 0
09.03. | 8 | 0
09.03. | 9 | 0
09.03. | 10 | 0
09.03. | 11 | 0
09.03. | 12 | 0
09.03. | 13 | 0
09.03. | 14 | 0
09.03. | 15 | 0
09.03. | 16 | 0
09.03. | 17 | 0
09.03. | 18 | 0
09.03. | 19 | 0
09.03. | 20 | 0
09.03. | 21 | 0
09.03. | 22 | 0
09.03. | 23 | 0
09.03. | 24 | 0
10.03. | 1 | 0
10.03. | 2 | 0
10.03. | 3 | 0
10.03. | 4 | 0
10.03. | 5 | 0
10.03. | 6 | 0
10.03. | 7 | 0
10.03. | 8 | 0
10.03. | 9 | 0
10.03. | 10 | 0
10.03. | 11 | 0
10.03. | 12 | 0
10.03. | 13 | 0
10.03. | 14 | 0
10.03. | 15 | 0
10.03. | 16 | 0
10.03. | 17 | 0
10.03. | 18 | 0
10.03. | 19 | 0
10.03. | 20 | 0
10.03. | 21 | 0
10.03. | 22 | 0
10.03. | 23 | 0
10.03. | 24 | 0
11.03. | 1 | 0
11.03. | 2 | 0
11.03. | 3 | 0
11.03. | 4 | 0
11.03. | 5 | 0
11.03. | 6 | 0
11.03. | 7 | 0
11.03. | 8 | 0
11.03. | 9 | 0
11.03. | 10 | 0
11.03. | 11 | 0
11.03. | 12 | 0
11.03. | 13 | 0
11.03. | 14 | 0
11.03. | 15 | 0
11.03. | 16 | 0
11.03. | 17 | 0
11.03. | 18 | 0
11.03. | 19 | 0
11.03. | 20 | 0
11.03. | 21 | 0
11.03. | 22 | 0
11.03. | 23 | 0
11.03. | 24 | 0
12.03. | 1 | 0
12.03. | 2 | 0
12.03. | 3 | 0
12.03. | 4 | 0
12.03. | 5 | 0
12.03. | 6 | 0
12.03. | 7 | 0
12.03. | 8 | 0
12.03. | 9 | 0
12.03. | 10 | 0
12.03. | 11 | 0
12.03. | 12 | 0
12.03. | 13 | 0
12.03. | 14 | 0
12.03. | 15 | 0
12.03. | 16 | 0
12.03. | 17 | 0
12.03. | 18 | 0
12.03. | 19 | 0
12.03. | 20 | 0
12.03. | 21 | 0
12.03. | 22 | 0
12.03. | 23 | 0
12.03. | 24 | 0
13.03. | 1 | 0
13.03. | 2 | 0
13.03. | 3 | 0
13.03. | 4 | 0
13.03. | 5 | 0
13.03. | 6 | 0
13.03. | 7 | 0
13.03. | 8 | 0
13.03. | 9 | 0
13.03. | 10 | 0
13.03. | 11 | 0
13.03. | 12 | 0
13.03. | 13 | 0
13.03. | 14 | 0
13.03. | 15 | 0
13.03. | 16 | 0
13.03. | 17 | 0
13.03. | 18 | 0
13.03. | 19 | 0
13.03. | 20 | 0
13.03. | 21 | 0
13.03. | 22 | 0
13.03. | 23 | 0
13.03. | 24 | 0
14.03. | 1 | 0
14.03. | 2 | 0
14.03. | 3 | 0
14.03. | 4 | 0
14.03. | 5 | 0
14.03. | 6 | 0
14.03. | 7 | 0
14.03. | 8 | 0
14.03. | 9 | 0
14.03. | 10 | 0
14.03. | 11 | 0
14.03. | 12 | 0
14.03. | 13 | 0
14.03. | 14 | 0
14.03. | 15 | 0
14.03. | 16 | 0
14.03. | 17 | 0
14.03. | 18 | 0
14.03. | 19 | 0
14.03. | 20 | 0
14.03. | 21 | 0
14.03. | 22 | 0
14.03. | 23 | 0
14.03. | 24 | 0
15.03. | 1 | 0
15.03. | 2 | 0
15.03. | 3 | 0
15.03. | 4 | 0
15.03. | 5 | 0
15.03. | 6 | 0
15.03. | 7 | 0
15.03. | 8 | 0
15.03. | 9 | 0
15.03. | 10 | 0
15.03. | 11 | -147
15.03. | 12 | -147
15.03. | 13 | -147
15.03. | 14 | -147
15.03. | 15 | -147
15.03. | 16 | 0
15.03. | 17 | 0
15.03. | 18 | 0
15.03. | 19 | 0
15.03. | 20 | 0
15.03. | 21 | 0
15.03. | 22 | 0
15.03. | 23 | 0
15.03. | 24 | 0
16.03. | 1 | 0
16.03. | 2 | 0
16.03. | 3 | 0
16.03. | 4 | 0
16.03. | 5 | 0
16.03. | 6 | 0
16.03. | 7 | 0
16.03. | 8 | 0
16.03. | 9 | 0
16.03. | 10 | 0
16.03. | 11 | 0
16.03. | 12 | 0
16.03. | 13 | 0
16.03. | 14 | 0
16.03. | 15 | 0
16.03. | 16 | 0
16.03. | 17 | 0
16.03. | 18 | 0
16.03. | 19 | 0
16.03. | 20 | 0
16.03. | 21 | 0
16.03. | 22 | 0
16.03. | 23 | 0
16.03. | 24 | 0
17.03. | 1 | 0
17.03. | 2 | 0
17.03. | 3 | 0
17.03. | 4 | 0
17.03. | 5 | 0
17.03. | 6 | 0
17.03. | 7 | 0
17.03. | 8 | 0
17.03. | 9 | 0
17.03. | 10 | 0
17.03. | 11 | 0
17.03. | 12 | 0
17.03. | 13 | 0
17.03. | 14 | 0
17.03. | 15 | 0
17.03. | 16 | 0
17.03. | 17 | 0
17.03. | 18 | 0
17.03. | 19 | 0
17.03. | 20 | 0
17.03. | 21 | -98
17.03. | 22 | -98
17.03. | 23 | 0
17.03. | 24 | 0
18.03. | 1 | 0
18.03. | 2 | 0
18.03. | 3 | 0
18.03. | 4 | 0
18.03. | 5 | 0
18.03. | 6 | 0
18.03. | 7 | 0
18.03. | 8 | 0
18.03. | 9 | 0
18.03. | 10 | 0
18.03. | 11 | 0
18.03. | 12 | 0
18.03. | 13 | -98
18.03. | 14 | -98
18.03. | 15 | -98
18.03. | 16 | -98
18.03. | 17 | 0
18.03. | 18 | 0
18.03. | 19 | 0
18.03. | 20 | 0
18.03. | 21 | -98
18.03. | 22 | -98
18.03. | 23 | 0
18.03. | 24 | 0
19.03. | 1 | 0
19.03. | 2 | 0
19.03. | 3 | 0
19.03. | 4 | 0
19.03. | 5 | 0
19.03. | 6 | 0
19.03. | 7 | 0
19.03. | 8 | 0
19.03. | 9 | 0
19.03. | 10 | 0
19.03. | 11 | 0
19.03. | 12 | 0
19.03. | 13 | 0
19.03. | 14 | 0
19.03. | 15 | 0
19.03. | 16 | 0
19.03. | 17 | 0
19.03. | 18 | 0
19.03. | 19 | 0
19.03. | 20 | 0
19.03. | 21 | 0
19.03. | 22 | 0
19.03. | 23 | 0
19.03. | 24 | 0
20.03. | 1 | 0
20.03. | 2 | 0
20.03. | 3 | 0
20.03. | 4 | 0
20.03. | 5 | 0
20.03. | 6 | 0
20.03. | 7 | 0
20.03. | 8 | 0
20.03. | 9 | 0
20.03. | 10 | 0
20.03. | 11 | 0
20.03. | 12 | 0
20.03. | 13 | 0
20.03. | 14 | 0
20.03. | 15 | 0
20.03. | 16 | 0
20.03. | 17 | 0
20.03. | 18 | 0
20.03. | 19 | 0
20.03. | 20 | 0
20.03. | 21 | 0
20.03. | 22 | 0
20.03. | 23 | 0
20.03. | 24 | 0
21.03. | 1 | 0
21.03. | 2 | 0
21.03. | 3 | 0
21.03. | 4 | 0
21.03. | 5 | 0
21.03. | 6 | 0
21.03. | 7 | 0
21.03. | 8 | 0
21.03. | 9 | 0
21.03. | 10 | 0
21.03. | 11 | 0
21.03. | 12 | 0
21.03. | 13 | 0
21.03. | 14 | 0
21.03. | 15 | 0
21.03. | 16 | 0
21.03. | 17 | 0
21.03. | 18 | 0
21.03. | 19 | 0
21.03. | 20 | 0
21.03. | 21 | 0
21.03. | 22 | 0
21.03. | 23 | 0
21.03. | 24 | 0
22.03. | 1 | 0
22.03. | 2 | 0
22.03. | 3 | 0
22.03. | 4 | 0
22.03. | 5 | 0
22.03. | 6 | 0
22.03. | 7 | 0
22.03. | 8 | 0
22.03. | 9 | 0
22.03. | 10 | 0
22.03. | 11 | 0
22.03. | 12 | 0
22.03. | 13 | 0
22.03. | 14 | 0
22.03. | 15 | 0
22.03. | 16 | 0
22.03. | 17 | 0
22.03. | 18 | 0
22.03. | 19 | 0
22.03. | 20 | 0
22.03. | 21 | 0
22.03. | 22 | 0
22.03. | 23 | 0
22.03. | 24 | 0
23.03. | 1 | 0
23.03. | 2 | 0
23.03. | 3 | 0
23.03. | 4 | 0
23.03. | 5 | 0
23.03. | 6 | 0
23.03. | 7 | 0
23.03. | 8 | 0
23.03. | 9 | 0
23.03. | 10 | 0
23.03. | 11 | 0
23.03. | 12 | 0
23.03. | 13 | 0
23.03. | 14 | 0
23.03. | 15 | 0
23.03. | 16 | 0
23.03. | 17 | 0
23.03. | 18 | 0
23.03. | 19 | 0
23.03. | 20 | 0
23.03. | 21 | 0
23.03. | 22 | 0
23.03. | 23 | 0
23.03. | 24 | 0
24.03. | 1 | 0
24.03. | 2 | 0
24.03. | 3 | 0
24.03. | 4 | 0
24.03. | 5 | 0
24.03. | 6 | 0
24.03. | 7 | 0
24.03. | 8 | 0
24.03. | 9 | 0
24.03. | 10 | 0
24.03. | 11 | 0
24.03. | 12 | 0
24.03. | 13 | 0
24.03. | 14 | 0
24.03. | 15 | 0
24.03. | 16 | 0
24.03. | 17 | 0
24.03. | 18 | 0
24.03. | 19 | 0
24.03. | 20 | 0
24.03. | 21 | 0
24.03. | 22 | 0
24.03. | 23 | 0
24.03. | 24 | 0
25.03. | 1 | 0
25.03. | 2 | 0
25.03. | 3 | 0
25.03. | 4 | 0
25.03. | 5 | 0
25.03. | 6 | 0
25.03. | 7 | 0
25.03. | 8 | 0
25.03. | 9 | 0
25.03. | 10 | 0
25.03. | 11 | 0
25.03. | 12 | 0
25.03. | 13 | 0
25.03. | 14 | 0
25.03. | 15 | 0
25.03. | 16 | 0
25.03. | 17 | 0
25.03. | 18 | 0
25.03. | 19 | 0
25.03. | 20 | 0
25.03. | 21 | 0
25.03. | 22 | 0
25.03. | 23 | 0
25.03. | 24 | 0
26.03. | 1 | 0
26.03. | 2 | 0
26.03. | 3 | 0
26.03. | 4 | 0
26.03. | 5 | 0
26.03. | 6 | 0
26.03. | 7 | 0
26.03. | 8 | 0
26.03. | 9 | 0
26.03. | 10 | 0
26.03. | 11 | 0
26.03. | 12 | 0
26.03. | 13 | 0
26.03. | 14 | 0
26.03. | 15 | 0
26.03. | 16 | 0
26.03. | 17 | 0
26.03. | 18 | 0
26.03. | 19 | 0
26.03. | 20 | 0
26.03. | 21 | 0
26.03. | 22 | 0
26.03. | 23 | 0
26.03. | 24 | 0
27.03. | 1 | 0
27.03. | 2 | 0
27.03. | 3 | 0
27.03. | 4 | 0
27.03. | 5 | 0
27.03. | 6 | 0
27.03. | 7 | 0
27.03. | 8 | 0
27.03. | 9 | 0
27.03. | 10 | 0
27.03. | 11 | 0
27.03. | 12 | 0
27.03. | 13 | 0
27.03. | 14 | 0
27.03. | 15 | 0
27.03. | 16 | 0
27.03. | 17 | 0
27.03. | 18 | 0
27.03. | 19 | 0
27.03. | 20 | 0
27.03. | 21 | 0
27.03. | 22 | 0
27.03. | 23 | 0
27.03. | 24 | 0
28.03. | 1 | 0
28.03. | 2 | 0
28.03. | 3 | 0
28.03. | 4 | 0
28.03. | 5 | 0
28.03. | 6 | 0
28.03. | 7 | 0
28.03. | 8 | 0
28.03. | 9 | 0
28.03. | 10 | 0
28.03. | 11 | 0
28.03. | 12 | 0
28.03. | 13 | 0
28.03. | 14 | 0
28.03. | 15 | 0
28.03. | 16 | 0
28.03. | 17 | 0
28.03. | 18 | 0
28.03. | 19 | 0
28.03. | 20 | 0
28.03. | 21 | 0
28.03. | 22 | 0
28.03. | 23 | 0
28.03. | 24 | 0
29.03. | 1 | 0
29.03. | 2 | 0
29.03. | 3 | 0
29.03. | 4 | 0
29.03. | 5 | 0
29.03. | 6 | 0
29.03. | 7 | 0
29.03. | 8 | 0
29.03. | 9 | 0
29.03. | 10 | 0
29.03. | 11 | 0
29.03. | 12 | -197
29.03. | 13 | -197
29.03. | 14 | -197
29.03. | 15 | -197
29.03. | 16 | -197
29.03. | 17 | -197
29.03. | 18 | -197
29.03. | 19 | -197
29.03. | 20 | -197
29.03. | 21 | -197
29.03. | 22 | -197
29.03. | 23 | -197
29.03. | 24 | 0
30.03. | 1 | 0
30.03. | 2 | 0
30.03. | 3 | 0
30.03. | 4 | 0
30.03. | 5 | 0
30.03. | 6 | 0
30.03. | 7 | 0
30.03. | 8 | 0
30.03. | 9 | 0
30.03. | 10 | 0
30.03. | 11 | 0
30.03. | 12 | 0
30.03. | 13 | 0
30.03. | 14 | 0
30.03. | 15 | 0
30.03. | 16 | 0
30.03. | 17 | 0
30.03. | 18 | 0
30.03. | 19 | 0
30.03. | 20 | 0
30.03. | 21 | 0
30.03. | 22 | 0
30.03. | 23 | 0
30.03. | 24 | 0
31.03. | 1 | 0
31.03. | 2 | 0
31.03. | 3 | 0
31.03. | 4 | 0
31.03. | 5 | 0
31.03. | 6 | 0
31.03. | 7 | 0
31.03. | 8 | 0
31.03. | 9 | 0
31.03. | 10 | 0
31.03. | 11 | 0
31.03. | 12 | 0
31.03. | 13 | 0
31.03. | 14 | 0
31.03. | 15 | 0
31.03. | 16 | 0
31.03. | 17 | 0
31.03. | 18 | 0
31.03. | 19 | 0
31.03. | 20 | 0
31.03. | 21 | 0
31.03. | 22 | 0
31.03. | 23 | 0
31.03. | 24 | 0
01.04. | 1 | 0
01.04. | 2 | 0
01.04. | 3 | 0
01.04. | 4 | 0
01.04. | 5 | 0
01.04. | 6 | 0
01.04. | 7 | 0
01.04. | 8 | 0
01.04. | 9 | 0
01.04. | 10 | 0
01.04. | 11 | 0
01.04. | 12 | 0
01.04. | 13 | 0
01.04. | 14 | 0
01.04. | 15 | 0
01.04. | 16 | 0
01.04. | 17 | 0
01.04. | 18 | 0
01.04. | 19 | 0
01.04. | 20 | 0
01.04. | 21 | 0
01.04. | 22 | 0
01.04. | 23 | 0
01.04. | 24 | 0
02.04. | 1 | 0
02.04. | 2 | 0
02.04. | 3 | 0
02.04. | 4 | -296
02.04. | 5 | -296
02.04. | 6 | -296
02.04. | 7 | -296
02.04. | 8 | -393
02.04. | 9 | -393
02.04. | 10 | -393
02.04. | 11 | -393
02.04. | 12 | -393
02.04. | 13 | -393
02.04. | 14 | -393
02.04. | 15 | -393
02.04. | 16 | -393
02.04. | 17 | -393
02.04. | 18 | -197
02.04. | 19 | -197
02.04. | 20 | -295
02.04. | 21 | -393
02.04. | 22 | -393
02.04. | 23 | -393
02.04. | 24 | 0

## Other Data
Category # | Fuel | Type | Efficiency range in NCV terms | Standard efficiency in NCV terms | CO2 emission factor | Variable O&M cost | Min Time on | Min Time off | Start-up fuel consumption - warm start | Start-up fix cost (e.g. wear) warm start | Start-up fuel consumption - cold start | Start-up fix cost (e.g. wear) cold start | Start-up fuel consumption - hot start | Start-up fix cost (e.g. wear) hot start |  |  | Category # | Fuel | Type | Unavailability |  |  |  | Minimum stable generation | Ramp up rate | Ramp down rate | Fixed generation reduction
[20 empty] | Forced outage |  | Planned outage
[20 empty] | annual rate | Mean time to repair | annual rate | winter
|  |  | % | % | kg / Net GJ | €/MWh | hours | hours | Net GJ /MW. start | € /MW. start | Net GJ /MW. start | € /MW. start | Net GJ /MW. start | € /MW. start | Transition time [h] from hot to warm | Transition time [h] from hot to cold |  |  |  | % | Days | number of days | % of annual number of days | (% of max power) | % of max output power / min | % of max output power / min | % of max output power
1 | Nuclear | - | 30% - 35% | 33% | 0 | 9 | 12 | 12 | 14 | 21 | [6 empty] | 1 | Nuclear | - | 5% | 7 | 54 | 15% | 40% | 5% | 5% | 0%
2 | Hard coal | old 1 | 30% - 37% | 35% | 94 | 3.3 | 8 | 8 | 18 | 69.69 | 21 | 93.97 | 10.5 | 49.33 | 12 | 72 | 2 | Hard coal | old 1 | 10% | 1 | 27 | 15% | 40% | 2% | 5% | 0%
3 | Hard coal | old 2 | 38% - 43% | 40% | 94 | 3.3 | 6 | 6 | 18 | 50.12 | 21 | 81.44 | 10.5 | 42.29 | 12 | 72 | 3 | Hard coal | old 2 | 10% | 1 | 27 | 15% | 40% | 2% | 5% | 0%
4 | Hard coal | New | 44% - 46% | 46% | 94 | 3.3 | 5 | 5 | 18 | 42.29 | 21 | 57.17 | 10.5 | 30.54 | 12 | 72 | 4 | Hard coal | New | 7.5% | 1 | 27 | 15% | 25% | 4% | 5% | 0%
5 | Hard coal | CCS | 30% - 40% | 38% | 9.4 | 6.6 | 7 | 7 | 18 | 50.12 | 21 | 81.44 | 10.5 | 42.29 | 12 | 72 | 5 | Hard coal | CCS | 7.5% | 1 | 27 | 15% | 25% | 4% | 5% | 0%
6 | Lignite | old 1 | 30% - 37% | 35% | 101 | 3.3 | 11 | 11 | 18 | 69.69 | 21 | 93.97 | 10.5 | 49.33 | 12 | 72 | 6 | Lignite | old 1 | 10% | 1 | 27 | 15% | 50% | 2% | 5% | 0%
7 | Lignite | old 2 | 38% - 43% | 40% | 101 | 3.3 | 9 | 9 | 18 | 50.12 | 21 | 81.44 | 10.5 | 42.29 | 12 | 72 | 7 | Lignite | old 2 | 10% | 1 | 27 | 15% | 50% | 2% | 5% | 0%
8 | Lignite | New | 44% - 46% | 46% | 101 | 3.3 | 8 | 8 | 18 | 42.29 | 21 | 57.17 | 10.5 | 30.54 | 12 | 72 | 8 | Lignite | New | 7.5% | 1 | 27 | 15% | 50% | 2% | 5% | 0%
9 | Lignite | CCS | 30% - 40% | 38% | 10.1 | 6.6 | 10 | 10 | 18 | 50.12 | 21 | 81.44 | 10.5 | 42.29 | 12 | 72 | 9 | Lignite | CCS | 7.5% | 1 | 27 | 15% | 50% | 2% | 5% | 0%
10 | Gas | conventional old 1 | 25% - 38% | 36% | 57 | 1.1 | 5 | 5 | 7.6 | 68.13 | 9.7 | 69.69 | 4.1 | 32.89 | 8 | 48 | 10 | Gas | conventional old 1 | 8% | 1 | 27 | 15% | 20% | 15% | 15% | 0%
11 | Gas | conventional old 2 | 39% - 42% | 41% | 57 | 1.1 | 5 | 5 | 7.6 | 45.42 | 9.7 | 58.73 | 4.1 | 28.19 | 8 | 48 | 11 | Gas | conventional old 2 | 8% | 1 | 27 | 15% | 20% | 15% | 15% | 0%
12 | Gas | CCGT old 1 | 33% - 44% | 40% | 57 | 1.6 | 3 | 3 | 7.6 | 72.83 | 9.7 | 79.09 | 4.1 | 43.85 | 8 | 48 | 12 | Gas | CCGT old 1 | 8% | 1 | 27 | 15% | 50% | 2% | 5% | 0%
13 | Gas | CCGT old 2 | 45% - 52% | 48% | 57 | 1.6 | 3 | 3 | 7.6 | 43.07 | 9.7 | 61.86 | 4.1 | 27.41 | 8 | 48 | 13 | Gas | CCGT old 2 | 8% | 1 | 27 | 15% | 50% | 2% | 5% | 0%
14 | Gas | CCGT present 1 | 53% - 60% | 56% | 57 | 1.6 | 2 | 2 | 7.6 | 25.06 | 9.7 | 36.02 | 4.1 | 21.93 | 8 | 48 | 14 | Gas | CCGT present 1 | 5% | 1 | 27 | 15% | 40% | 4% | 5% | 0%
15 | Gas | CCGT present 2 | 53% - 60% | 58% | 57 | 1.6 | 2 | 2 | 7.6 | 25.06 | 9.7 | 36.02 | 4.1 | 21.93 | 8 | 48 | 15 | Gas | CCGT present 2 | 5% | 1 | 27 | 15% | 40% | 4% | 5% | 0%
16 | Gas | CCGT new | 53% - 60% | 60% | 57 | 1.6 | 2 | 2 | 7.6 | 25.06 | 9.7 | 36.02 | 4.1 | 21.93 | 8 | 48 | 16 | Gas | CCGT new | 5% | 1 | 27 | 15% | 40% | 4% | 5% | 0%
17 | Gas | CCGT CCS | 43% - 52% | 51% | 5.7 | 3.2 | 4 | 4 | 7.6 | 43.07 | 9.7 | 61.86 | 4.1 | 27.41 | 8 | 48 | 17 | Gas | CCGT CCS | 5% | 1 | 27 | 15% | 40% | 4% | 5% | 0%
18 | Gas | OCGT old | 35% - 38% | 35% | 57 | 1.6 | 1 | 1 | 0.21 | 52.47 | 0.25 | 52.47 | 0.2 | 30.54 | 2 | 3 | 18 | Gas | OCGT old | 8% | 1 | 13 | 15% | 50% | 8% | 8% | 0%
19 | Gas | OCGT new | 39% - 44% | 42% | 57 | 1.6 | 1 | 1 | 0.21 | 20.36 | 0.25 | 24.28 | 0.2 | 17.23 | 2 | 3 | 19 | Gas | OCGT new | 5% | 1 | 13 | 15% | 40% | 12% | 12% | 0%
20 | Light oil | - | 32% - 38% | 35% | 78 | 1.1 | 1 | 1 | 0.21 | 36 | 0.25 | 38.4 | 0.2 | 24 | 2 | 3 | 20 | Light oil | - | 8% | 1 | 13 | 15% | 50% | 8% | 8% | 0%
21 | Heavy oil | old 1 | 25% - 37% | 35% | 78 | 3.3 | 3 | 3 | 7.6 | 70 | 9.7 | 93.97 | 4.1 | 49.33 | 8 | 48 | 21 | Heavy oil | old 1 | 10% | 1 | 27 | 15% | 50% | 8% | 8% | 0%
22 | Heavy oil | old 2 | 38% - 43% | 40% | 78 | 3.3 | 3 | 3 | 7.6 | 50 | 9.7 | 81.44 | 4.1 | 42.29 | 8 | 48 | 22 | Heavy oil | old 2 | 10% | 1 | 27 | 15% | 50% | 8% | 8% | 0%
23 | Oil shale | old | 28% - 33% | 29% | 100 | 3.3 | 11 | 11 | 18 | 60 | 21 | 88 | 10.5 | 46 | 12 | 72 | 23 | Oil shale | old | 10% | 1 | 27 | 15% | 50% | 8% | 8% | 0%
24 | Oil shale | new | 34% - 39% | 39% | 100 | 3.3 | 8 | 8 | 18 | 42 | 21 | 57.17 | 10.5 | 31 | 12 | 72 | 24 | Oil shale | new | 7.5% | 1 | 27 | 15% | 50% | 8% | 8% | 0%