## UW
Winter Outlook Report 2019/2020
| Power Data (all entries are assumed to be >0) |  |  |  |  | UA_W | [6 empty] | Heating if temperature below: | no data |  |  |  | Cooling if temperature above: | no data
| (Net values in GW, at a synchronous time every week) |  |  |  |  | Burshtyn Island | [6 empty] | Heating saturation temperature: | no data |  |  |  | Cooling saturation temperature: | no data
[13 empty] | Temperature sensitivity in heating [MW/ ͦC] | no data |  |  |  | Temperature sensitivity in cooling [MW/ ͦC] | no data
| The peak dates are related to Wednesday of each week |  |  | 2019-11-27 | 2019-12-04 | 2019-12-11 | 2019-12-18 | 2019-12-24 | 2019-12-31 | 2020-01-08 | 2020-01-15 | 2020-01-22 | 2020-01-29 | 2020-02-05 | 2020-02-12 | 2020-02-19 | 2020-02-26 | 2020-03-04 | 2020-03-11 | 2020-03-18 | 2020-03-25 | 2020-04-01
| WEEK |  |  | 48 | 49 | 50 | 51 | 52 | 1 | 2 | 3 | 4 | 5 | 6 | 7 | 8 | 9 | 10 | 11 | 12 | 13 | 14
| Time (CET for winter, but CEST last week; CEST for summer) |  |  | 19:00 | 19:00 | 19:00 | 19:00 | 19:00 | 19:00 | 19:00 | 19:00 | 19:00 | 19:00 | 19:00 | 19:00 | 19:00 | 19:00 | 19:00 | 19:00 | 19:00 | 19:00 | 19:00
Line | PART A : INDIGENOUS NATIONAL GENERATION | Severe conditions Average Forced Outage Rate | Normal conditions Average Forced Outage Rate
Net generating capacity:
1 | Nuclear Power | 0% | 0% | 0 | 0 | 0 | 0 | 0 | 0 | 0 | 0 | 0 | 0 | 0 | 0 | 0 | 0 | 0 | 0 | 0 | 0 | 0
2 | Fossil Fuels |  |  | 2.583 | 2.583 | 2.583 | 2.583 | 2.583 | 2.583 | 2.583 | 2.583 | 2.583 | 2.583 | 2.583 | 2.583 | 2.583 | 2.583 | 2.583 | 2.583 | 2.583 | 2.583 | 2.583
2a | of which Lignite | 0% | 0% | 0 | 0 | 0 | 0 | 0 | 0 | 0 | 0 | 0 | 0 | 0 | 0 | 0 | 0 | 0 | 0 | 0 | 0 | 0
2b | of which Hard Coal | 4% | 4% | 2.466 | 2.466 | 2.466 | 2.466 | 2.466 | 2.466 | 2.466 | 2.466 | 2.466 | 2.466 | 2.466 | 2.466 | 2.466 | 2.466 | 2.466 | 2.466 | 2.466 | 2.466 | 2.466
2c | of which Gas | 0% | 0% | 0.117 | 0.117 | 0.117 | 0.117 | 0.117 | 0.117 | 0.117 | 0.117 | 0.117 | 0.117 | 0.117 | 0.117 | 0.117 | 0.117 | 0.117 | 0.117 | 0.117 | 0.117 | 0.117
2d | of which Oil | 0% | 0% | 0 | 0 | 0 | 0 | 0 | 0 | 0 | 0 | 0 | 0 | 0 | 0 | 0 | 0 | 0 | 0 | 0 | 0 | 0
2e | of which Oil Shale | 0% | 0% | 0 | 0 | 0 | 0 | 0 | 0 | 0 | 0 | 0 | 0 | 0 | 0 | 0 | 0 | 0 | 0 | 0 | 0 | 0
2f | of which Fossil Peat | 0% | 0% | 0 | 0 | 0 | 0 | 0 | 0 | 0 | 0 | 0 | 0 | 0 | 0 | 0 | 0 | 0 | 0 | 0 | 0 | 0
3 | Renewable Energy Sources (other than hydro) |  |  | 0.155 | 0.155 | 0.155 | 0.155 | 0.155 | 0.155 | 0.155 | 0.155 | 0.155 | 0.155 | 0.155 | 0.155 | 0.155 | 0.155 | 0.155 | 0.155 | 0.155 | 0.155 | 0.155
3a | of which onshore wind | 0% | 0% | 0.035 | 0.035 | 0.035 | 0.035 | 0.035 | 0.035 | 0.035 | 0.035 | 0.035 | 0.035 | 0.035 | 0.035 | 0.035 | 0.035 | 0.035 | 0.035 | 0.035 | 0.035 | 0.035
3b | of which offshore wind | 0% | 0% | 0 | 0 | 0 | 0 | 0 | 0 | 0 | 0 | 0 | 0 | 0 | 0 | 0 | 0 | 0 | 0 | 0 | 0 | 0
3c | of which Solar (PV) | 0% | 0% | 0.117 | 0.117 | 0.117 | 0.117 | 0.117 | 0.117 | 0.117 | 0.117 | 0.117 | 0.117 | 0.117 | 0.117 | 0.117 | 0.117 | 0.117 | 0.117 | 0.117 | 0.117 | 0.117
3d | of which Biomass | 0% | 0% | 0.003 | 0.003 | 0.003 | 0.003 | 0.003 | 0.003 | 0.003 | 0.003 | 0.003 | 0.003 | 0.003 | 0.003 | 0.003 | 0.003 | 0.003 | 0.003 | 0.003 | 0.003 | 0.003
3e | of which other RES (e.g. tidal, wave, geothermal, RES waste, CSP) | 0% | 0% | 0 | 0 | 0 | 0 | 0 | 0 | 0 | 0 | 0 | 0 | 0 | 0 | 0 | 0 | 0 | 0 | 0 | 0 | 0
4a | Hydro Run of River and Reservoir | 0% | 0% | 0.04 | 0.04 | 0.04 | 0.04 | 0.04 | 0.04 | 0.04 | 0.04 | 0.04 | 0.04 | 0.04 | 0.04 | 0.04 | 0.04 | 0.04 | 0.04 | 0.04 | 0.04 | 0.04
4b | Hydro pumping | 0% | 0% | 0 | 0 | 0 | 0 | 0 | 0 | 0 | 0 | 0 | 0 | 0 | 0 | 0 | 0 | 0 | 0 | 0 | 0 | 0
5 | Other non-RES (e.g. CHP non-renewable, waste non-renewable) | 0% | 0% | 0 | 0 | 0 | 0 | 0 | 0 | 0 | 0 | 0 | 0 | 0 | 0 | 0 | 0 | 0 | 0 | 0 | 0 | 0
6 | Total Net generating capacity (6 = 1+2+3+4a+4b+5) |  |  | 2.778 | 2.778 | 2.778 | 2.778 | 2.778 | 2.778 | 2.778 | 2.778 | 2.778 | 2.778 | 2.778 | 2.778 | 2.778 | 2.778 | 2.778 | 2.778 | 2.778 | 2.778 | 2.778
7 | Maintenance & Overhauls (planned outages) |  |  | 0.215 | 0.215 | 0.215 | 0.215 | 0.22 | 0.22 | 0.215 | 0.215 | 0.215 | 0.215 | 0.215 | 0.215 | 0.215 | 0.215 | 0.215 | 0.215 | 0.4 | 0.4 | 0.4
7a | Nuclear Power |  |  | 0 | 0 | 0 | 0 | 0 | 0 | 0 | 0 | 0 | 0 | 0 | 0 | 0 | 0 | 0 | 0 | 0 | 0 | 0
7b | Lignite |  |  | 0 | 0 | 0 | 0 | 0 | 0 | 0 | 0 | 0 | 0 | 0 | 0 | 0 | 0 | 0 | 0 | 0 | 0 | 0
7c | Hard Coal |  |  | 0.215 | 0.215 | 0.215 | 0.215 | 0.22 | 0.22 | 0.215 | 0.215 | 0.215 | 0.215 | 0.215 | 0.215 | 0.215 | 0.215 | 0.215 | 0.215 | 0.4 | 0.4 | 0.4
7d | Gas |  |  | 0 | 0 | 0 | 0 | 0 | 0 | 0 | 0 | 0 | 0 | 0 | 0 | 0 | 0 | 0 | 0 | 0 | 0 | 0
7e | Oil |  |  | 0 | 0 | 0 | 0 | 0 | 0 | 0 | 0 | 0 | 0 | 0 | 0 | 0 | 0 | 0 | 0 | 0 | 0 | 0
7f | Oil Shale |  |  | 0 | 0 | 0 | 0 | 0 | 0 | 0 | 0 | 0 | 0 | 0 | 0 | 0 | 0 | 0 | 0 | 0 | 0 | 0
7g | Fossil Peat |  |  | 0 | 0 | 0 | 0 | 0 | 0 | 0 | 0 | 0 | 0 | 0 | 0 | 0 | 0 | 0 | 0 | 0 | 0 | 0
7h | Onshore Wind |  |  | 0 | 0 | 0 | 0 | 0 | 0 | 0 | 0 | 0 | 0 | 0 | 0 | 0 | 0 | 0 | 0 | 0 | 0 | 0
7i | Offshore Wind |  |  | 0 | 0 | 0 | 0 | 0 | 0 | 0 | 0 | 0 | 0 | 0 | 0 | 0 | 0 | 0 | 0 | 0 | 0 | 0
7j | Solar (PV) |  |  | 0 | 0 | 0 | 0 | 0 | 0 | 0 | 0 | 0 | 0 | 0 | 0 | 0 | 0 | 0 | 0 | 0 | 0 | 0
7k | Biomass |  |  | 0 | 0 | 0 | 0 | 0 | 0 | 0 | 0 | 0 | 0 | 0 | 0 | 0 | 0 | 0 | 0 | 0 | 0 | 0
7l | other RES (apart from hydro, including tidal, wave, geothermal, waste renewable, CSP,…) |  |  | 0 | 0 | 0 | 0 | 0 | 0 | 0 | 0 | 0 | 0 | 0 | 0 | 0 | 0 | 0 | 0 | 0 | 0 | 0
7m | Hydro Run of River and Reservoir |  |  | 0 | 0 | 0 | 0 | 0 | 0 | 0 | 0 | 0 | 0 | 0 | 0 | 0 | 0 | 0 | 0 | 0 | 0 | 0
7n | Hydro pumping |  |  | 0 | 0 | 0 | 0 | 0 | 0 | 0 | 0 | 0 | 0 | 0 | 0 | 0 | 0 | 0 | 0 | 0 | 0 | 0
7o | Other non-RES (incl. not clearly identifiable energy sources) |  |  | 0 | 0 | 0 | 0 | 0 | 0 | 0 | 0 | 0 | 0 | 0 | 0 | 0 | 0 | 0 | 0 | 0 | 0 | 0
PART B : DATA FOR NORMAL CONDITIONS
8 | Non-usable capacity at reference point (all power stations including mothballed, authorization & technical & legal constraints, energy source unavailability etc. ) |  |  | 0.65482 | 0.65481 | 0.65535 | 0.65455 | 0.65426 | 0.63456 | 0.6346 | 0.63442 | 0.63415 | 0.63363 | 0.63381 | 0.65394 | 0.65412 | 0.65426 | 0.65411 | 0.65445 | 0.58081 | 0.5812 | 0.58126
8a | of which nuclear
8b | of which Lignite
8c | of which Hard Coal |  |  | 0.41 | 0.41 | 0.411 | 0.41 | 0.41 | 0.39 | 0.39 | 0.39 | 0.39 | 0.39 | 0.39 | 0.41 | 0.41 | 0.41 | 0.41 | 0.41 | 0.336 | 0.336 | 0.336
8d | of which Gas |  |  | 0.1 | 0.1 | 0.1 | 0.1 | 0.1 | 0.1 | 0.1 | 0.1 | 0.1 | 0.1 | 0.1 | 0.1 | 0.1 | 0.1 | 0.1 | 0.1 | 0.1 | 0.1 | 0.1
8e | of which Oil
8f | of which Oil Shale
8g | of which Fossil Peat
8h | of which onshore wind |  |  | 0.02782 | 0.027806 | 0.027349 | 0.02755 | 0.027257 | 0.027564 | 0.027602 | 0.027421 | 0.027149 | 0.026635 | 0.02681 | 0.02694 | 0.027119 | 0.027264 | 0.027113 | 0.027446 | 0.027807 | 0.0282 | 0.028603
8i | of which offshore wind |  |  | 0 | 0 | 0 | 0 | 0 | 0 | 0 | 0 | 0 | 0 | 0 | 0 | 0 | 0 | 0 | 0 | 0 | 0 | 0
8j | of which Solar |  |  | 0.117 | 0.117 | 0.117 | 0.117 | 0.117 | 0.117 | 0.117 | 0.117 | 0.117 | 0.117 | 0.117 | 0.117 | 0.117 | 0.117 | 0.117 | 0.117 | 0.117 | 0.117 | 0.11666
8k | of which Biomass
8l | of which other RES (apart from hydro)
8m | Hydro Run of River and Reservoir
8n | Hydro pumping
8o | of which other non-RES (incl. not clearly identifiable energy sources)
9 | Available capacity (9 = 6 - (7 + 8)) |  |  | 1.9082 | 1.9082 | 1.9077 | 1.9085 | 1.9037 | 1.9234 | 1.9284 | 1.9286 | 1.9289 | 1.9294 | 1.9292 | 1.9091 | 1.9089 | 1.9087 | 1.9089 | 1.9086 | 1.7972 | 1.7968 | 1.7967
10 | Outages: average expected value (all power stations) |  |  | 0.07364 | 0.07364 | 0.0736 | 0.07364 | 0.07344 | 0.07424 | 0.07444 | 0.07444 | 0.07444 | 0.07444 | 0.07444 | 0.07364 | 0.07364 | 0.07364 | 0.07364 | 0.07364 | 0.0692 | 0.0692 | 0.0692
11 | System services reserve (one hour ahead of real time)
12 | Reliably available capacity (12 = 9 - (10 + 11)) |  |  | 1.8345 | 1.8346 | 1.8341 | 1.8348 | 1.8303 | 1.8492 | 1.854 | 1.8541 | 1.8544 | 1.8549 | 1.8548 | 1.8354 | 1.8352 | 1.8351 | 1.8352 | 1.8349 | 1.728 | 1.7276 | 1.7275
13 | Demand at reference point in time |  |  | 1.0082 | 1.0206 | 1.0298 | 1.0471 | 1.0601 | 1.0419 | 1.0686 | 1.0575 | 1.0574 | 1.0649 | 1.0482 | 1.0172 | 1.021 | 0.98112 | 0.97071 | 0.94176 | 0.91257 | 0.86535 | 0.68791
13b | Population average daily (24h) temperature (degrees Celsius) |  |  | 3.0361 | 2.035 | 1.2437 | 0.71365 | 0.50976 | 0.61794 | -0.077258 | -0.23765 | -0.15528 | 0.1423 | 0.62914 | 1.2808 | 2.0741 | 2.9873 | 3.8498 | 4.9317 | 6.0773 | 7.269 | 8.4899
14a | Load reduction / demand side response available at reference point in time |  |  | 0.045 | 0.045 | 0.045 | 0.045 | 0.045 | 0.045 | 0.045 | 0.045 | 0.045 | 0.045 | 0.045 | 0.045 | 0.045 | 0.045 | 0.045 | 0.045 | 0.045 | 0.045 | 0.045
14b | Strategic reserves available at reference point in time |  |  | 0.036 | 0.036 | 0.036 | 0.036 | 0.036 | 0.036 | 0.036 | 0.036 | 0.036 | 0.036 | 0.036 | 0.036 | 0.036 | 0.036 | 0.036 | 0.036 | 0.036 | 0.036 | 0.036
15 | Net weekly load at reference point in time (15 = 13-14a) |  |  | 0.96322 | 0.97562 | 0.98475 | 1.0021 | 1.0151 | 0.99686 | 1.0236 | 1.0125 | 1.0124 | 1.0199 | 1.0032 | 0.97217 | 0.97597 | 0.93612 | 0.92571 | 0.89676 | 0.86757 | 0.82035 | 0.64291
16 | Remaining capacity at reference point in time (16 = 12- 15) |  |  | 0.87132 | 0.85894 | 0.8493 | 0.83269 | 0.8152 | 0.85233 | 0.83038 | 0.84162 | 0.842 | 0.83503 | 0.85153 | 0.86325 | 0.85927 | 0.89898 | 0.90953 | 0.93816 | 0.86042 | 0.90725 | 1.0846
B1 | Weekly peak load (unrestricted reference point in time)
B2 | Daily hour of expected weekly peak load (CET for winter, but CEST for last week; CEST for summer)
PART C : DATA FOR SEVERE CONDITIONS
17 | Non-usable capacity at reference point (all power stations including mothballed, authorization & technical & legal constraints, energy source unavailability etc. ) |  |  | 0.66064 | 0.66059 | 0.66144 | 0.6604 | 0.66018 | 0.64044 | 0.64062 | 0.6406 | 0.64059 | 0.64042 | 0.64035 | 0.66034 | 0.66039 | 0.66036 | 0.66034 | 0.66042 | 0.58653 | 0.58661 | 0.58672
17a | of which nuclear
17b | of which Lignite
17c | of which Hard Coal |  |  | 0.41 | 0.41 | 0.411 | 0.41 | 0.41 | 0.39 | 0.39 | 0.39 | 0.39 | 0.39 | 0.39 | 0.41 | 0.41 | 0.41 | 0.41 | 0.41 | 0.336 | 0.336 | 0.336
17d | of which Gas |  |  | 0.1 | 0.1 | 0.1 | 0.1 | 0.1 | 0.1 | 0.1 | 0.1 | 0.1 | 0.1 | 0.1 | 0.1 | 0.1 | 0.1 | 0.1 | 0.1 | 0.1 | 0.1 | 0.1
17e | of which Oil
17f | of which Oil Shale
17g | of which Fossil Peat
17h | of which onshore wind |  |  | 0.033645 | 0.033585 | 0.033444 | 0.033402 | 0.033184 | 0.033443 | 0.03362 | 0.033602 | 0.033586 | 0.033416 | 0.033346 | 0.033341 | 0.033389 | 0.033357 | 0.033338 | 0.033416 | 0.033529 | 0.033611 | 0.0338
17i | of which offshore wind |  |  | 0 | 0 | 0 | 0 | 0 | 0 | 0 | 0 | 0 | 0 | 0 | 0 | 0 | 0 | 0 | 0 | 0 | 0 | 0
17j | of which Solar |  |  | 0.117 | 0.117 | 0.117 | 0.117 | 0.117 | 0.117 | 0.117 | 0.117 | 0.117 | 0.117 | 0.117 | 0.117 | 0.117 | 0.117 | 0.117 | 0.117 | 0.117 | 0.117 | 0.11692
17k | of which Biomass
17l | of which other RES (apart from hydro)
17m | Hydro Run of River and Reservoir
17n | Hydro pumping
17o | of which other non-RES (incl. not clearly identifiable energy sources)
18 | Available capacity (18 = 6 - (7 + 17)) |  |  | 1.9024 | 1.9024 | 1.9016 | 1.9026 | 1.8978 | 1.9176 | 1.9224 | 1.9224 | 1.9224 | 1.9226 | 1.9227 | 1.9027 | 1.9026 | 1.9026 | 1.9027 | 1.9026 | 1.7915 | 1.7914 | 1.7913
19 | Outages: average expected value (all power stations) under SEVERE conditions |  |  | 0.07364 | 0.07364 | 0.0736 | 0.07364 | 0.07344 | 0.07424 | 0.07444 | 0.07444 | 0.07444 | 0.07444 | 0.07444 | 0.07364 | 0.07364 | 0.07364 | 0.07364 | 0.07364 | 0.0692 | 0.0692 | 0.0692
20 | System services reserve (one hour ahead of real time) under SEVERE conditions |  |  | 0.22 | 0.22 | 0.22 | 0.22 | 0.22 | 0.22 | 0.22 | 0.22 | 0.22 | 0.22 | 0.22 | 0.22 | 0.22 | 0.22 | 0.22 | 0.22 | 0.22 | 0.22 | 0.22
21 | Reliably available capacity under SEVERE conditions (21 = 18 - (19 + 20)) |  |  | 1.6087 | 1.6088 | 1.608 | 1.609 | 1.6044 | 1.6233 | 1.6279 | 1.628 | 1.628 | 1.6281 | 1.6282 | 1.609 | 1.609 | 1.609 | 1.609 | 1.6089 | 1.5023 | 1.5022 | 1.5021
22 | Demand at reference point in time under SEVERE conditions (one in 20 year) |  |  | 1.0682 | 1.0743 | 1.1105 | 1.0945 | 1.1484 | 1.0988 | 1.1453 | 1.1123 | 1.1246 | 1.1007 | 1.1117 | 1.1372 | 1.0751 | 1.0486 | 1.0643 | 1.0559 | 0.978 | 0.96878 | 0.77809
23a | Load reduction / demand side response available at reference point in time under SEVERE conditions |  |  | 0.045 | 0.045 | 0.045 | 0.045 | 0.045 | 0.045 | 0.045 | 0.045 | 0.045 | 0.045 | 0.045 | 0.045 | 0.045 | 0.045 | 0.045 | 0.045 | 0.045 | 0.045 | 0.045
23b | Strategic reserves available at reference point in time under SEVERE conditions |  |  | 0.036 | 0.036 | 0.036 | 0.036 | 0.036 | 0.036 | 0.036 | 0.036 | 0.036 | 0.036 | 0.036 | 0.036 | 0.036 | 0.036 | 0.036 | 0.036 | 0.036 | 0.036 | 0.036
24 | Net weekly peak load for SEVERE conditions (24 = 22-23a) |  |  | 1.0232 | 1.0293 | 1.0655 | 1.0495 | 1.1034 | 1.0538 | 1.1003 | 1.0673 | 1.0796 | 1.0557 | 1.0667 | 1.0922 | 1.0301 | 1.0036 | 1.0193 | 1.0109 | 0.933 | 0.92378 | 0.73309
25 | Remaining capacity for SEVERE conditions (25 = 21-24) |  |  | 0.58556 | 0.57947 | 0.54245 | 0.55949 | 0.50097 | 0.56951 | 0.52767 | 0.56069 | 0.54837 | 0.57242 | 0.5615 | 0.51679 | 0.57887 | 0.60543 | 0.58975 | 0.59806 | 0.56927 | 0.57841 | 0.76899
C1 | Weekly peak load under SEVERE conditions (unrestricted reference point in time)
C2 | Daily hour of expected weekly peak load (CET for winter, but CEST for last week; CEST for summer)
PART D: ADDITIONAL INFORMATION FOR INTERCONNECTORS (at synchronous peak)
31 | Simultaneous importable capacity |  | From | 1.25 | 1.25 | 1.25 | 1.25 | 1.25 | 1.25 | 1.25 | 1.25 | 1.25 | 1.25 | 1.25 | 1.25 | 1.25 | 1.25 | 1.25 | 1.25 | 1.25 | 1.25 | 1.25
32 | Simultaneous exportable capacity |  | To | 1.45 | 1.45 | 1.45 | 1.45 | 1.45 | 1.45 | 1.45 | 1.45 | 1.45 | 1.45 | 1.45 | 1.45 | 1.45 | 1.45 | 1.45 | 1.45 | 1.45 | 1.45 | 1.45
| The off-peak dates are related to Sunday of each week |  |  | 2019-12-01 | 2019-12-08 | 2019-12-15 | 2019-12-22 | 2019-12-29 | 2020-01-05 | 2020-01-12 | 2020-01-19 | 2020-01-26 | 2020-02-02 | 2020-02-09 | 2020-02-16 | 2020-02-23 | 2020-03-01 | 2020-03-08 | 2020-03-15 | 2020-03-22 | 2020-03-29 | 2020-04-05
| WEEK |  |  | 48 | 49 | 50 | 51 | 52 | 1 | 2 | 3 | 4 | 5 | 6 | 7 | 8 | 9 | 10 | 11 | 12 | 13 | 14
| Time (CET for winter, but CEST for last week of winter; CEST for summer) |  |  | 5:00 | 5:00 | 5:00 | 5:00 | 5:00 | 5:00 | 5:00 | 5:00 | 5:00 | 5:00 | 5:00 | 5:00 | 5:00 | 5:00 | 5:00 | 5:00 | 5:00 | 5:00 | 5:00
PART E: ADDITIONAL INFORMATION FOR NIGHT MIN DEMAND CONDITIONS
33 | Weekly Minimum Demand (overnight valley minimum) |  |  | 0.57846 | 0.57837 | 0.57279 | 0.59684 | 0.59291 | 0.60781 | 0.60116 | 0.61091 | 0.61835 | 0.6147 | 0.59423 | 0.59445 | 0.57698 | 0.57443 | 0.56525 | 0.55813 | 0.51656 | 0.49324 | 0.46106
34 | Must Run Generation (excluding wind/run of river) |  |  | 0.435 | 0.435 | 0.435 | 0.435 | 0.425 | 0.425 | 0.485 | 0.485 | 0.445 | 0.445 | 0.445 | 0.445 | 0.405 | 0.405 | 0.355 | 0.355 | 0.355 | 0.305 | 0.305
35 | Run of river generation (Must Run) |  |  | 0 | 0 | 0 | 0 | 0 | 0 | 0 | 0 | 0 | 0 | 0 | 0 | 0 | 0 | 0 | 0 | 0 | 0 | 0
36 | Downward balancing reserves (FCR, FRR) |  |  | 0.063 | 0.063 | 0.063 | 0.063 | 0.062 | 0.062 | 0.068 | 0.068 | 0.064 | 0.064 | 0.064 | 0.064 | 0.06 | 0.06 | 0.055 | 0.055 | 0.055 | 0.05 | 0.05
37 | Pumping Storage Capacity available (Power) |  |  | 0 | 0 | 0 | 0 | 0 | 0 | 0 | 0 | 0 | 0 | 0 | 0 | 0 | 0 | 0 | 0 | 0 | 0 | 0
38a | Highest expected onshore wind generation running |  |  | 0.022224 | 0.021505 | 0.022645 | 0.022649 | 0.022498 | 0.02231 | 0.023382 | 0.023359 | 0.023688 | 0.024196 | 0.023244 | 0.02214 | 0.022198 | 0.021452 | 0.021552 | 0.021096 | 0.020487 | 0.019464 | 0.019092
38b | Highest expected offshore wind generation running |  |  | 0 | 0 | 0 | 0 | 0 | 0 | 0 | 0 | 0 | 0 | 0 | 0 | 0 | 0 | 0 | 0 | 0 | 0 | 0
39 | DOWNWARD REGULATION CAPABILITIES: 39 = (33+37)-(34+35+36+38a+38b)) |  |  | 0.058241 | 0.058863 | 0.052141 | 0.076187 | 0.083408 | 0.098499 | 0.024778 | 0.034555 | 0.085657 | 0.081502 | 0.061984 | 0.063307 | 0.089777 | 0.087978 | 0.1337 | 0.12703 | 0.086069 | 0.11877 | 0.086971
PART Ebis: ADDITIONAL INFORMATION FOR INTERCONNECTORS
Transportable capacity at night minimum demand conditions (high wind conditions)
40 | Simultaneous importable capacity |  | From | 1.25 | 1.25 | 1.25 | 1.25 | 1.25 | 1.25 | 1.25 | 1.25 | 1.25 | 1.25 | 1.25 | 1.25 | 1.25 | 1.25 | 1.25 | 1.25 | 1.25 | 1.25 | 1.25
41 | Simultaneous exportable capacity |  | To | 1.45 | 1.45 | 1.45 | 1.45 | 1.45 | 1.45 | 1.45 | 1.45 | 1.45 | 1.45 | 1.45 | 1.45 | 1.45 | 1.45 | 1.45 | 1.45 | 1.45 | 1.45 | 1.45
| Time (CET for winter, but CEST for last week of winter; CEST for summer) |  |  | 11:00 | 11:00 | 11:00 | 11:00 | 11:00 | 11:00 | 11:00 | 11:00 | 11:00 | 11:00 | 11:00 | 11:00 | 11:00 | 11:00 | 11:00 | 11:00 | 11:00 | 11:00 | 11:00
PART F: ADDITIONAL INFORMATION FOR DAYTIME MIN DEMAND CONDITIONS
42 | Weekly Minimum Daytime Demand (Sunday low peak + solar) |  |  | 0.75272 | 0.76701 | 0.77232 | 0.78798 | 0.78306 | 0.80673 | 0.7912 | 0.80359 | 0.80932 | 0.79695 | 0.78299 | 0.77323 | 0.74428 | 0.73413 | 0.74014 | 0.7153 | 0.66141 | 0.62427 | 0.59478
43 | Must Run Generation (excluding wind/PV/run of river) |  |  | 0.545 | 0.545 | 0.545 | 0.545 | 0.525 | 0.525 | 0.605 | 0.605 | 0.585 | 0.585 | 0.585 | 0.585 | 0.505 | 0.505 | 0.455 | 0.455 | 0.455 | 0.425 | 0.425
44 | Run of river generation (Must Run) |  |  | 0 | 0 | 0 | 0 | 0 | 0 | 0 | 0 | 0 | 0 | 0 | 0 | 0 | 0 | 0 | 0 | 0 | 0 | 0
45 | Downward balancing reserves (FCR, FRR) |  |  | 0.074 | 0.074 | 0.074 | 0.074 | 0.072 | 0.072 | 0.08 | 0.08 | 0.078 | 0.078 | 0.078 | 0.078 | 0.07 | 0.07 | 0.065 | 0.065 | 0.065 | 0.062 | 0.062
46 | Pumping Storage Capacity available (Power) |  |  | 0 | 0 | 0 | 0 | 0 | 0 | 0 | 0 | 0 | 0 | 0 | 0 | 0 | 0 | 0 | 0 | 0 | 0 | 0
47a | Highest expected onshore wind generation running |  |  | 0.022296 | 0.021766 | 0.02241 | 0.022519 | 0.022339 | 0.021939 | 0.022875 | 0.02297 | 0.023218 | 0.023676 | 0.022675 | 0.021176 | 0.021277 | 0.021258 | 0.021679 | 0.021506 | 0.021081 | 0.019978 | 0.01969
47b | Highest expected offshore wind generation running |  |  | 0 | 0 | 0 | 0 | 0 | 0 | 0 | 0 | 0 | 0 | 0 | 0 | 0 | 0 | 0 | 0 | 0 | 0 | 0
48 | Highest expected solar PV running |  |  | 0.029157 | 0.02828 | 0.027786 | 0.027065 | 0.027327 | 0.028348 | 0.030035 | 0.031872 | 0.034019 | 0.035701 | 0.038031 | 0.040632 | 0.042513 | 0.046298 | 0.048798 | 0.050948 | 0.05247 | 0.053334 | 0.049836
49 | DOWNWARD REGULATION CAPABILITIES: 49 = (42+46)-(43+44+45+47a+47b+48a+48b) |  |  | 0.082271 | 0.097965 | 0.10312 | 0.11939 | 0.13639 | 0.15944 | 0.053291 | 0.063751 | 0.089083 | 0.074572 | 0.059288 | 0.048424 | 0.10549 | 0.09157 | 0.14966 | 0.12285 | 0.067856 | 0.063955 | 0.038258
PART Fbis: ADDITIONAL INFORMATION FOR INTERCONNECTORS
Transportable capacity at daytime minimum demand conditions (high wind and high solar conditions)
50 | Simultaneous importable capacity |  | From | 1.25 | 1.25 | 1.25 | 1.25 | 1.25 | 1.25 | 1.25 | 1.25 | 1.25 | 1.25 | 1.25 | 1.25 | 1.25 | 1.25 | 1.25 | 1.25 | 1.25 | 1.25 | 1.25
51 | Simultaneous exportable capacity |  | To | 1.45 | 1.45 | 1.45 | 1.45 | 1.45 | 1.45 | 1.45 | 1.45 | 1.45 | 1.45 | 1.45 | 1.45 | 1.45 | 1.45 | 1.45 | 1.45 | 1.45 | 1.45 | 1.45

## TR
Winter Outlook Report 2019/2020
| Power Data (all entries are assumed to be >0) |  |  |  |  | TR | [6 empty] | Heating if temperature below: | 14.3 |  |  |  | Cooling if temperature above: | 19.3
| (Net values in GW, at a synchronous time every week) |  |  |  |  | Turkey | [6 empty] | Heating saturation temperature: | -1 |  |  |  | Cooling saturation temperature: | not detected
[13 empty] | Temperature sensitivity in heating [MW/ ͦC] | -339.5 |  |  |  | Temperature sensitivity in cooling [MW/ ͦC] | 1142
| The peak dates are related to Wednesday of each week |  |  | 2019-11-27 | 2019-12-04 | 2019-12-11 | 2019-12-18 | 2019-12-24 | 2019-12-31 | 2020-01-08 | 2020-01-15 | 2020-01-22 | 2020-01-29 | 2020-02-05 | 2020-02-12 | 2020-02-19 | 2020-02-26 | 2020-03-04 | 2020-03-11 | 2020-03-18 | 2020-03-25 | 2020-04-01
| WEEK |  |  | 48 | 49 | 50 | 51 | 52 | 1 | 2 | 3 | 4 | 5 | 6 | 7 | 8 | 9 | 10 | 11 | 12 | 13 | 14
| Time (CET for winter, but CEST last week; CEST for summer) |  |  | 19:00 | 19:00 | 19:00 | 19:00 | 19:00 | 19:00 | 19:00 | 19:00 | 19:00 | 19:00 | 19:00 | 19:00 | 19:00 | 19:00 | 19:00 | 19:00 | 19:00 | 19:00 | 19:00
Line | PART A : INDIGENOUS NATIONAL GENERATION | Severe conditions Average Forced Outage Rate | Normal conditions Average Forced Outage Rate
Net generating capacity:
1 | Nuclear Power | 0% | 0% | 0 | 0 | 0 | 0 | 0 | 0 | 0 | 0 | 0 | 0 | 0 | 0 | 0 | 0 | 0 | 0 | 0 | 0 | 0
2 | Fossil Fuels |  |  | 46.9096 | 46.9096 | 46.9096 | 46.9096 | 46.9096 | 46.9096 | 46.9096 | 46.9096 | 46.9096 | 46.9096 | 46.9096 | 46.9096 | 46.9096 | 46.9096 | 46.9096 | 46.9096 | 46.9096 | 46.9096 | 46.9096
2a | of which Lignite | 6% | 6% | 10.097 | 10.097 | 10.097 | 10.097 | 10.097 | 10.097 | 10.097 | 10.097 | 10.097 | 10.097 | 10.097 | 10.097 | 10.097 | 10.097 | 10.097 | 10.097 | 10.097 | 10.097 | 10.097
2b | of which Hard Coal | 6% | 6% | 10.1546 | 10.1546 | 10.1546 | 10.1546 | 10.1546 | 10.1546 | 10.1546 | 10.1546 | 10.1546 | 10.1546 | 10.1546 | 10.1546 | 10.1546 | 10.1546 | 10.1546 | 10.1546 | 10.1546 | 10.1546 | 10.1546
2c | of which Gas | 2% | 2% | 26.165 | 26.165 | 26.165 | 26.165 | 26.165 | 26.165 | 26.165 | 26.165 | 26.165 | 26.165 | 26.165 | 26.165 | 26.165 | 26.165 | 26.165 | 26.165 | 26.165 | 26.165 | 26.165
2d | of which Oil | 9% | 9% | 0.48717 | 0.48717 | 0.48717 | 0.48717 | 0.48717 | 0.48717 | 0.48717 | 0.48717 | 0.48717 | 0.48717 | 0.48717 | 0.48717 | 0.48717 | 0.48717 | 0.48717 | 0.48717 | 0.48717 | 0.48717 | 0.48717
2e | of which Oil Shale | 0% | 0% | 0.005776 | 0.005776 | 0.005776 | 0.005776 | 0.005776 | 0.005776 | 0.005776 | 0.005776 | 0.005776 | 0.005776 | 0.005776 | 0.005776 | 0.005776 | 0.005776 | 0.005776 | 0.005776 | 0.005776 | 0.005776 | 0.005776
2f | of which Fossil Peat | 0% | 0% | 0 | 0 | 0 | 0 | 0 | 0 | 0 | 0 | 0 | 0 | 0 | 0 | 0 | 0 | 0 | 0 | 0 | 0 | 0
3 | Renewable Energy Sources (other than hydro) |  |  | 15.1145 | 15.1145 | 15.1145 | 15.1145 | 15.1145 | 15.1145 | 15.1145 | 15.1145 | 15.1145 | 15.1145 | 15.1145 | 15.1145 | 15.1145 | 15.1145 | 15.1145 | 15.1145 | 15.1145 | 15.1145 | 15.1145
3a | of which onshore wind | 0% | 0% | 7.228 | 7.228 | 7.228 | 7.228 | 7.228 | 7.228 | 7.228 | 7.228 | 7.228 | 7.228 | 7.228 | 7.228 | 7.228 | 7.228 | 7.228 | 7.228 | 7.228 | 7.228 | 7.228
3b | of which offshore wind | 0% | 0% | 0 | 0 | 0 | 0 | 0 | 0 | 0 | 0 | 0 | 0 | 0 | 0 | 0 | 0 | 0 | 0 | 0 | 0 | 0
3c | of which Solar (PV) | 0% | 0% | 5.5133 | 5.5133 | 5.5133 | 5.5133 | 5.5133 | 5.5133 | 5.5133 | 5.5133 | 5.5133 | 5.5133 | 5.5133 | 5.5133 | 5.5133 | 5.5133 | 5.5133 | 5.5133 | 5.5133 | 5.5133 | 5.5133
3d | of which Biomass | 0% | 0% | 1.0377 | 1.0377 | 1.0377 | 1.0377 | 1.0377 | 1.0377 | 1.0377 | 1.0377 | 1.0377 | 1.0377 | 1.0377 | 1.0377 | 1.0377 | 1.0377 | 1.0377 | 1.0377 | 1.0377 | 1.0377 | 1.0377
3e | of which other RES (e.g. tidal, wave, geothermal, RES waste, CSP) | 0% | 0% | 1.3355 | 1.3355 | 1.3355 | 1.3355 | 1.3355 | 1.3355 | 1.3355 | 1.3355 | 1.3355 | 1.3355 | 1.3355 | 1.3355 | 1.3355 | 1.3355 | 1.3355 | 1.3355 | 1.3355 | 1.3355 | 1.3355
4a | Hydro Run of River and Reservoir | 1% | 1% | 28.4245 | 28.4245 | 28.4245 | 28.4245 | 28.4245 | 28.4245 | 28.4245 | 28.4245 | 28.4245 | 28.4245 | 28.4245 | 28.4245 | 28.4245 | 28.4245 | 28.4245 | 28.4245 | 28.4245 | 28.4245 | 28.4245
4b | Hydro pumping | 1% | 1% | 0 | 0 | 0 | 0 | 0 | 0 | 0 | 0 | 0 | 0 | 0 | 0 | 0 | 0 | 0 | 0 | 0 | 0 | 0
5 | Other non-RES (e.g. CHP non-renewable, waste non-renewable) | 0% | 0% | 0 | 0 | 0 | 0 | 0 | 0 | 0 | 0 | 0 | 0 | 0 | 0 | 0 | 0 | 0 | 0 | 0 | 0 | 0
6 | Total Net generating capacity (6 = 1+2+3+4a+4b+5) |  |  | 90.4487 | 90.4487 | 90.4487 | 90.4487 | 90.4487 | 90.4487 | 90.4487 | 90.4487 | 90.4487 | 90.4487 | 90.4487 | 90.4487 | 90.4487 | 90.4487 | 90.4487 | 90.4487 | 90.4487 | 90.4487 | 90.4487
7 | Maintenance & Overhauls (planned outages) |  |  | 3.0536 | 1.2553 | 1.1218 | 0.58262 | 0.55962 | 0.5223 | 0.4155 | 0.72879 | 0.83667 | 0.69467 | 0.70017 | 0.70017 | 0.8855 | 0.89975 | 3.2671 | 3.7366 | 4.0522 | 5.5676 | 6.3112
7a | Nuclear Power |  |  | 0 | 0 | 0 | 0 | 0 | 0 | 0 | 0 | 0 | 0 | 0 | 0 | 0 | 0 | 0 | 0 | 0 | 0 | 0
7b | Lignite |  |  | 0.261 | 0.21 | 0.21 | 0.21 | 0.21 | 0.21 | 0.32 | 0.53 | 0.53 | 0.53 | 0.53 | 0.53 | 0.74 | 0.74 | 1.752 | 1.542 | 1.593 | 1.586 | 1.831
7c | Hard Coal |  |  | 0.135 | 0.135 | 0.135 | 0.135 | 0.135 | 0.135 | 0 | 0 | 0 | 0 | 0 | 0 | 0 | 0 | 0 | 1.315 | 1.315 | 2.04 | 2.5473
7d | Gas |  |  | 0.4503 | 0.00973 | 0.266 | 0 | 0 | 0 | 0 | 0.04762 | 0 | 0 | 0 | 0 | 0 | 0 | 0.9274 | 0.2865 | 0.3855 | 1.1829 | 1.2228
7e | Oil |  |  | 0.0818 | 0.0818 | 0.0818 | 0.0818 | 0.0818 | 0.0818 | 0 | 0.02467 | 0.02467 | 0.02467 | 0.02467 | 0.02467 | 0 | 0 | 0.0622 | 0.0622 | 0.0622 | 0.0622 | 0
7f | Oil Shale |  |  | 0 | 0 | 0 | 0 | 0 | 0 | 0 | 0 | 0 | 0 | 0 | 0 | 0 | 0 | 0 | 0 | 0 | 0 | 0
7g | Fossil Peat |  |  | 0 | 0 | 0 | 0 | 0 | 0 | 0 | 0 | 0 | 0 | 0 | 0 | 0 | 0 | 0 | 0 | 0 | 0 | 0
7h | Onshore Wind |  |  | 0 | 0 | 0 | 0 | 0 | 0 | 0 | 0 | 0 | 0 | 0 | 0 | 0 | 0 | 0 | 0 | 0 | 0 | 0
7i | Offshore Wind |  |  | 0 | 0 | 0 | 0 | 0 | 0 | 0 | 0 | 0 | 0 | 0 | 0 | 0 | 0 | 0 | 0 | 0 | 0 | 0
7j | Solar (PV) |  |  | 0 | 0 | 0 | 0 | 0 | 0 | 0 | 0 | 0 | 0 | 0 | 0 | 0 | 0 | 0 | 0 | 0 | 0 | 0
7k | Biomass |  |  | 0 | 0 | 0 | 0 | 0 | 0 | 0 | 0 | 0 | 0 | 0 | 0 | 0 | 0 | 0 | 0 | 0 | 0 | 0
7l | other RES (apart from hydro, including tidal, wave, geothermal, waste renewable, CSP,…) |  |  | 0 | 0 | 0 | 0 | 0 | 0 | 0 | 0 | 0 | 0 | 0 | 0 | 0 | 0 | 0 | 0 | 0 | 0 | 0
7m | Hydro Run of River and Reservoir |  |  | 2.1255 | 0.81882 | 0.42898 | 0.15582 | 0.13282 | 0.0955 | 0.0955 | 0.1265 | 0.282 | 0.14 | 0.1455 | 0.1455 | 0.1455 | 0.15975 | 0.5255 | 0.53093 | 0.6965 | 0.6965 | 0.71
7n | Hydro pumping |  |  | 0 | 0 | 0 | 0 | 0 | 0 | 0 | 0 | 0 | 0 | 0 | 0 | 0 | 0 | 0 | 0 | 0 | 0 | 0
7o | Other non-RES (incl. not clearly identifiable energy sources) |  |  | 0 | 0 | 0 | 0 | 0 | 0 | 0 | 0 | 0 | 0 | 0 | 0 | 0 | 0 | 0 | 0 | 0 | 0 | 0
PART B : DATA FOR NORMAL CONDITIONS
8 | Non-usable capacity at reference point (all power stations including mothballed, authorization & technical & legal constraints, energy source unavailability etc. ) |  |  | 18.8082 | 16.1404 | 15.8143 | 17.1085 | 15.5827 | 15.5839 | 14.9542 | 15.5052 | 13.9984 | 14.0772 | 14.3363 | 13.0578 | 13.4854 | 15.2884 | 17.1226 | 15.1434 | 14.8072 | 13.5333 | 14.8818
8a | of which nuclear |  |  | 0 | 0 | 0 | 0 | 0 | 0 | 0 | 0 | 0 | 0 | 0 | 0 | 0 | 0 | 0 | 0 | 0 | 0 | 0
8b | of which Lignite |  |  | 0 | 0 | 0 | 0 | 0 | 0 | 0 | 0 | 0 | 0 | 0 | 0 | 0 | 0 | 0 | 0 | 0 | 0 | 0
8c | of which Hard Coal |  |  | 0 | 0 | 0 | 0 | 0 | 0 | 0 | 0 | 0 | 0 | 0 | 0 | 0 | 0 | 0 | 0 | 0 | 0 | 0
8d | of which Gas |  |  | 0 | 0 | 0 | 0 | 0 | 0 | 0 | 0 | 0 | 0 | 0 | 0 | 0 | 0 | 0 | 0 | 0 | 0 | 0
8e | of which Oil |  |  | 0 | 0 | 0 | 0 | 0 | 0 | 0 | 0 | 0 | 0 | 0 | 0 | 0 | 0 | 0 | 0 | 0 | 0 | 0
8f | of which Oil Shale |  |  | 0 | 0 | 0 | 0 | 0 | 0 | 0 | 0 | 0 | 0 | 0 | 0 | 0 | 0 | 0 | 0 | 0 | 0 | 0
8g | of which Fossil Peat |  |  | 0 | 0 | 0 | 0 | 0 | 0 | 0 | 0 | 0 | 0 | 0 | 0 | 0 | 0 | 0 | 0 | 0 | 0 | 0
8h | of which onshore wind |  |  | 4.6883 | 4.6352 | 4.4986 | 4.5301 | 4.5614 | 4.6104 | 4.6325 | 4.6226 | 4.5322 | 4.4818 | 4.5754 | 4.5777 | 4.6055 | 4.7061 | 4.7908 | 4.8957 | 5.0329 | 5.1325 | 5.1798
8i | of which offshore wind |  |  | 0 | 0 | 0 | 0 | 0 | 0 | 0 | 0 | 0 | 0 | 0 | 0 | 0 | 0 | 0 | 0 | 0 | 0 | 0
8j | of which Solar |  |  | 5.5133 | 5.5133 | 5.5133 | 5.5133 | 5.5133 | 5.5133 | 5.5133 | 5.5133 | 5.5133 | 5.5133 | 5.5133 | 5.5133 | 5.5133 | 5.5133 | 5.5133 | 5.5133 | 5.5133 | 5.5133 | 5.5061
8k | of which Biomass |  |  | 0 | 0 | 0 | 0 | 0 | 0 | 0 | 0 | 0 | 0 | 0 | 0 | 0 | 0 | 0 | 0 | 0 | 0 | 0
8l | of which other RES (apart from hydro) |  |  | 0 | 0 | 0 | 0 | 0 | 0 | 0 | 0 | 0 | 0 | 0 | 0 | 0 | 0 | 0 | 0 | 0 | 0 | 0
8m | Hydro Run of River and Reservoir |  |  | 8.6066 | 5.9919 | 5.8024 | 7.0651 | 5.5079 | 5.4602 | 4.8085 | 5.3694 | 3.953 | 4.0821 | 4.2476 | 2.9669 | 3.3666 | 5.0691 | 6.8184 | 4.7345 | 4.261 | 2.8874 | 4.1959
8n | Hydro pumping |  |  | 0 | 0 | 0 | 0 | 0 | 0 | 0 | 0 | 0 | 0 | 0 | 0 | 0 | 0 | 0 | 0 | 0 | 0 | 0
8o | of which other non-RES (incl. not clearly identifiable energy sources) |  |  | 0 | 0 | 0 | 0 | 0 | 0 | 0 | 0 | 0 | 0 | 0 | 0 | 0 | 0 | 0 | 0 | 0 | 0 | 0
9 | Available capacity (9 = 6 - (7 + 8)) |  |  | 68.5869 | 73.0529 | 73.5125 | 72.7575 | 74.3064 | 74.3424 | 75.079 | 74.2147 | 75.6136 | 75.6768 | 75.4122 | 76.6906 | 76.0778 | 74.2605 | 70.059 | 71.5686 | 71.5893 | 71.3478 | 69.2557
10 | Outages: average expected value (all power stations) |  |  | 1.919 | 1.9701 | 1.9708 | 1.9662 | 1.982 | 1.9829 | 1.9983 | 1.9766 | 1.9901 | 1.9902 | 1.9885 | 2.0013 | 1.987 | 1.9698 | 1.8638 | 1.8311 | 1.8291 | 1.7838 | 1.7303
11 | System services reserve (one hour ahead of real time)
12 | Reliably available capacity (12 = 9 - (10 + 11)) |  |  | 66.6678 | 71.0828 | 71.5417 | 70.7913 | 72.3244 | 72.3596 | 73.0807 | 72.2381 | 73.6235 | 73.6866 | 73.4237 | 74.6893 | 74.0908 | 72.2907 | 68.1952 | 69.7375 | 69.7601 | 69.564 | 67.5255
13 | Demand at reference point in time |  |  | 37.3006 | 38.2824 | 39.182 | 39.7088 | 38.9612 | 38.7769 | 39.8409 | 39.9756 | 37.2048 | 36.3553 | 37.6921 | 37.5116 | 36.4066 | 38.0953 | 35.7224 | 35.5922 | 34.4297 | 35.0885 | 35.7506
13b | Population average daily (24h) temperature (degrees Celsius) |  |  | 8.2356 | 7.2637 | 6.4906 | 5.9592 | 5.73 | 5.7678 | 4.6481 | 4.5389 | 4.502 | 4.556 | 4.7147 | 4.987 | 5.378 | 5.8889 | 6.4207 | 7.1464 | 7.9784 | 8.9069 | 9.9201
14a | Load reduction / demand side response available at reference point in time |  |  | 0 | 0 | 0 | 0 | 0 | 0 | 0 | 0 | 0 | 0 | 0 | 0 | 0 | 0 | 0 | 0 | 0 | 0 | 0
14b | Strategic reserves available at reference point in time |  |  | 0.8 | 0.8 | 0.8 | 0.8 | 0.8 | 0.8 | 0.8 | 0.8 | 0.8 | 0.8 | 0.8 | 0.8 | 0.8 | 0.8 | 0.8 | 0.8 | 0.8 | 0.8 | 0.8
15 | Net weekly load at reference point in time (15 = 13-14a) |  |  | 37.3006 | 38.2824 | 39.182 | 39.7088 | 38.9612 | 38.7769 | 39.8409 | 39.9756 | 37.2048 | 36.3553 | 37.6921 | 37.5116 | 36.4066 | 38.0953 | 35.7224 | 35.5922 | 34.4297 | 35.0885 | 35.7506
16 | Remaining capacity at reference point in time (16 = 12- 15) |  |  | 29.3673 | 32.8004 | 32.3597 | 31.0825 | 33.3632 | 33.5827 | 33.2398 | 32.2625 | 36.4187 | 37.3313 | 35.7316 | 37.1777 | 37.6842 | 34.1954 | 32.4728 | 34.1453 | 35.3305 | 34.4755 | 31.7748
B1 | Weekly peak load (unrestricted reference point in time) |  |  | 39.2638 | 40.2972 | 41.2442 | 41.7988 | 41.0118 | 40.8178 | 41.9378 | 42.0796 | 39.1629 | 38.2687 | 39.6759 | 39.4858 | 38.3227 | 40.1003 | 37.6026 | 37.4655 | 36.2418 | 36.9353 | 37.6322
B2 | Daily hour of expected weekly peak load (CET for winter, but CEST for last week; CEST for summer) |  |  | 17:00 | 17:00 | 17:00 | 17:00 | 11:00 | 11:00 | 18:00 | 11:00 | 18:00 | 11:00 | 11:00 | 18:00 | 19:00 | 11:00 | 19:00 | 19:00 | 19:00 | 20:00 | 19:00
PART C : DATA FOR SEVERE CONDITIONS
17 | Non-usable capacity at reference point (all power stations including mothballed, authorization & technical & legal constraints, energy source unavailability etc. ) |  |  | 20.9487 | 18.2727 | 18.0046 | 19.2766 | 17.7084 | 17.6529 | 17.0003 | 17.5614 | 16.1018 | 16.2356 | 16.4431 | 15.1535 | 15.5535 | 17.2169 | 18.9726 | 16.8639 | 16.4407 | 15.0805 | 16.4203
17a | of which nuclear |  |  | 0 | 0 | 0 | 0 | 0 | 0 | 0 | 0 | 0 | 0 | 0 | 0 | 0 | 0 | 0 | 0 | 0 | 0 | 0
17b | of which Lignite |  |  | 0 | 0 | 0 | 0 | 0 | 0 | 0 | 0 | 0 | 0 | 0 | 0 | 0 | 0 | 0 | 0 | 0 | 0 | 0
17c | of which Hard Coal |  |  | 0 | 0 | 0 | 0 | 0 | 0 | 0 | 0 | 0 | 0 | 0 | 0 | 0 | 0 | 0 | 0 | 0 | 0 | 0
17d | of which Gas |  |  | 0 | 0 | 0 | 0 | 0 | 0 | 0 | 0 | 0 | 0 | 0 | 0 | 0 | 0 | 0 | 0 | 0 | 0 | 0
17e | of which Oil |  |  | 0 | 0 | 0 | 0 | 0 | 0 | 0 | 0 | 0 | 0 | 0 | 0 | 0 | 0 | 0 | 0 | 0 | 0 | 0
17f | of which Oil Shale |  |  | 0 | 0 | 0 | 0 | 0 | 0 | 0 | 0 | 0 | 0 | 0 | 0 | 0 | 0 | 0 | 0 | 0 | 0 | 0
17g | of which Fossil Peat |  |  | 0 | 0 | 0 | 0 | 0 | 0 | 0 | 0 | 0 | 0 | 0 | 0 | 0 | 0 | 0 | 0 | 0 | 0 | 0
17h | of which onshore wind |  |  | 6.7041 | 6.6806 | 6.6048 | 6.5958 | 6.6073 | 6.6002 | 6.6089 | 6.6009 | 6.5783 | 6.5811 | 6.6206 | 6.6304 | 6.6248 | 6.561 | 6.5421 | 6.5475 | 6.6047 | 6.638 | 6.6519
17i | of which offshore wind |  |  | 0 | 0 | 0 | 0 | 0 | 0 | 0 | 0 | 0 | 0 | 0 | 0 | 0 | 0 | 0 | 0 | 0 | 0 | 0
17j | of which Solar |  |  | 5.5133 | 5.5133 | 5.5133 | 5.5133 | 5.5133 | 5.5133 | 5.5133 | 5.5133 | 5.5133 | 5.5133 | 5.5133 | 5.5133 | 5.5133 | 5.5133 | 5.5133 | 5.5133 | 5.5133 | 5.5133 | 5.5117
17k | of which Biomass |  |  | 0 | 0 | 0 | 0 | 0 | 0 | 0 | 0 | 0 | 0 | 0 | 0 | 0 | 0 | 0 | 0 | 0 | 0 | 0
17l | of which other RES (apart from hydro) |  |  | 0 | 0 | 0 | 0 | 0 | 0 | 0 | 0 | 0 | 0 | 0 | 0 | 0 | 0 | 0 | 0 | 0 | 0 | 0
17m | Hydro Run of River and Reservoir |  |  | 8.7314 | 6.0788 | 5.8865 | 7.1675 | 5.5877 | 5.5394 | 4.8781 | 5.4472 | 4.0102 | 4.1412 | 4.3092 | 3.0099 | 3.4153 | 5.1425 | 6.9172 | 4.8031 | 4.3228 | 2.9293 | 4.2567
17n | Hydro pumping |  |  | 0 | 0 | 0 | 0 | 0 | 0 | 0 | 0 | 0 | 0 | 0 | 0 | 0 | 0 | 0 | 0 | 0 | 0 | 0
17o | of which other non-RES (incl. not clearly identifiable energy sources) |  |  | 0 | 0 | 0 | 0 | 0 | 0 | 0 | 0 | 0 | 0 | 0 | 0 | 0 | 0 | 0 | 0 | 0 | 0 | 0
18 | Available capacity (18 = 6 - (7 + 17)) |  |  | 66.4464 | 70.9207 | 71.3223 | 70.5895 | 72.1807 | 72.2735 | 73.0329 | 72.1585 | 73.5102 | 73.5183 | 73.3054 | 74.595 | 74.0097 | 72.3321 | 68.209 | 69.8481 | 69.9557 | 69.8005 | 67.7172
19 | Outages: average expected value (all power stations) under SEVERE conditions |  |  | 1.9178 | 1.9693 | 1.97 | 1.9652 | 1.9812 | 1.9821 | 1.9976 | 1.9758 | 1.9895 | 1.9897 | 1.9879 | 2.0009 | 1.9865 | 1.9691 | 1.8628 | 1.8304 | 1.8285 | 1.7834 | 1.7297
20 | System services reserve (one hour ahead of real time) under SEVERE conditions |  |  | 0.8 | 0.8 | 0.8 | 0.8 | 0.8 | 0.8 | 0.8 | 0.8 | 0.8 | 0.8 | 0.8 | 0.8 | 0.8 | 0.8 | 0.8 | 0.8 | 0.8 | 0.8 | 0.8
21 | Reliably available capacity under SEVERE conditions (21 = 18 - (19 + 20)) |  |  | 63.7286 | 68.1514 | 68.5523 | 67.8243 | 69.3994 | 69.4914 | 70.2353 | 69.3827 | 70.7206 | 70.7287 | 70.5175 | 71.7941 | 71.2232 | 69.563 | 65.5462 | 67.2177 | 67.3272 | 67.2171 | 65.1875
22 | Demand at reference point in time under SEVERE conditions (one in 20 year) |  |  | 38.4196 | 39.4309 | 40.3575 | 40.9001 | 40.13 | 39.9402 | 41.0361 | 41.1749 | 38.3209 | 37.4459 | 38.8228 | 38.6369 | 37.4988 | 39.2382 | 36.7941 | 36.66 | 35.4626 | 36.1411 | 36.8231
23a | Load reduction / demand side response available at reference point in time under SEVERE conditions |  |  | 0 | 0 | 0 | 0 | 0 | 0 | 0 | 0 | 0 | 0 | 0 | 0 | 0 | 0 | 0 | 0 | 0 | 0 | 0
23b | Strategic reserves available at reference point in time under SEVERE conditions |  |  | 0.8 | 0.8 | 0.8 | 0.8 | 0.8 | 0.8 | 0.8 | 0.8 | 0.8 | 0.8 | 0.8 | 0.8 | 0.8 | 0.8 | 0.8 | 0.8 | 0.8 | 0.8 | 0.8
24 | Net weekly peak load for SEVERE conditions (24 = 22-23a) |  |  | 38.4196 | 39.4309 | 40.3575 | 40.9001 | 40.13 | 39.9402 | 41.0361 | 41.1749 | 38.3209 | 37.4459 | 38.8228 | 38.6369 | 37.4988 | 39.2382 | 36.7941 | 36.66 | 35.4626 | 36.1411 | 36.8231
25 | Remaining capacity for SEVERE conditions (25 = 21-24) |  |  | 25.309 | 28.7205 | 28.1948 | 26.9242 | 29.2694 | 29.5512 | 29.1992 | 28.2078 | 32.3997 | 33.2828 | 31.6947 | 33.1572 | 33.7244 | 30.3248 | 28.7521 | 30.5578 | 31.8647 | 31.076 | 28.3644
C1 | Weekly peak load under SEVERE conditions (unrestricted reference point in time) |  |  | 40.4417 | 41.5062 | 42.4815 | 43.0527 | 42.2422 | 42.0423 | 43.1959 | 43.342 | 40.3378 | 39.4168 | 40.8661 | 40.6704 | 39.4724 | 41.3033 | 38.7306 | 38.5895 | 37.329 | 38.0433 | 38.7612
C2 | Daily hour of expected weekly peak load (CET for winter, but CEST for last week; CEST for summer) |  |  | 17:00 | 17:00 | 17:00 | 17:00 | 11:00 | 11:00 | 18:00 | 11:00 | 18:00 | 11:00 | 11:00 | 18:00 | 19:00 | 11:00 | 19:00 | 19:00 | 19:00 | 20:00 | 19:00
PART D: ADDITIONAL INFORMATION FOR INTERCONNECTORS (at synchronous peak)
31 | Simultaneous importable capacity |  | From | 0.648 | 0.65 | 0.65 | 0.65 | 0.65 | 0.65 | 0.648 | 0.648 | 0.648 | 0.648 | 0.648 | 0.648 | 0.648 | 0.648 | 0.648 | 0.648 | 0.648 | 0.648 | 0.648
32 | Simultaneous exportable capacity |  | To | 0.5 | 0.5 | 0.5 | 0.5 | 0.5 | 0.5 | 0.5 | 0.5 | 0.5 | 0.5 | 0.5 | 0.5 | 0.5 | 0.5 | 0.5 | 0.5 | 0.5 | 0.5 | 0.5
| The off-peak dates are related to Sunday of each week |  |  | 2019-12-01 | 2019-12-08 | 2019-12-15 | 2019-12-22 | 2019-12-29 | 2020-01-05 | 2020-01-12 | 2020-01-19 | 2020-01-26 | 2020-02-02 | 2020-02-09 | 2020-02-16 | 2020-02-23 | 2020-03-01 | 2020-03-08 | 2020-03-15 | 2020-03-22 | 2020-03-29 | 2020-04-05
| WEEK |  |  | 48 | 49 | 50 | 51 | 52 | 1 | 2 | 3 | 4 | 5 | 6 | 7 | 8 | 9 | 10 | 11 | 12 | 13 | 14
| Time (CET for winter, but CEST for last week of winter; CEST for summer) |  |  | 5:00 | 5:00 | 5:00 | 5:00 | 5:00 | 5:00 | 5:00 | 5:00 | 5:00 | 5:00 | 5:00 | 5:00 | 5:00 | 5:00 | 5:00 | 5:00 | 5:00 | 5:00 | 5:00
PART E: ADDITIONAL INFORMATION FOR NIGHT MIN DEMAND CONDITIONS
33 | Weekly Minimum Demand (overnight valley minimum) |  |  | 26.4123 | 26.9094 | 26.6209 | 26.8922 | 26.5164 | 26.9006 | 27.2897 | 27.2988 | 26.585 | 26.7609 | 27.3709 | 27.5368 | 27.4993 | 27.1599 | 26.2758 | 26.8167 | 26.6005 | 26.8825 | 26.4518
34 | Must Run Generation (excluding wind/run of river) |  |  | 2.9107 | 2.9107 | 2.9107 | 2.9107 | 2.9107 | 2.9107 | 2.9107 | 2.9107 | 2.9107 | 2.9107 | 2.9107 | 2.9107 | 2.9107 | 2.9107 | 2.9107 | 2.9107 | 2.9107 | 2.9107 | 2.9107
35 | Run of river generation (Must Run) |  |  | 8.5231 | 8.1172 | 10.0108 | 9.7196 | 8.7741 | 9.9933 | 9.4785 | 8.7791 | 9.7296 | 8.541 | 9.2097 | 9.6704 | 9.5235 | 8.1982 | 9.1431 | 10.6863 | 9.9664 | 9.7378 | 10.6673
36 | Downward balancing reserves (FCR, FRR) |  |  | 0.8 | 0.8 | 0.8 | 0.8 | 0.8 | 0.8 | 0.8 | 0.8 | 0.8 | 0.8 | 0.8 | 0.8 | 0.8 | 0.8 | 0.8 | 0.8 | 0.8 | 0.8 | 0.8
37 | Pumping Storage Capacity available (Power) |  |  | 0 | 0 | 0 | 0 | 0 | 0 | 0 | 0 | 0 | 0 | 0 | 0 | 0 | 0 | 0 | 0 | 0 | 0 | 0
38a | Highest expected onshore wind generation running |  |  | 5.1673 | 5.2076 | 5.2079 | 5.2269 | 5.2155 | 5.1838 | 5.1633 | 5.1796 | 5.159 | 5.2403 | 5.22 | 5.2271 | 5.1797 | 5.0719 | 5.0019 | 4.8566 | 4.6997 | 4.5122 | 4.431
38b | Highest expected offshore wind generation running |  |  | 0 | 0 | 0 | 0 | 0 | 0 | 0 | 0 | 0 | 0 | 0 | 0 | 0 | 0 | 0 | 0 | 0 | 0 | 0
39 | DOWNWARD REGULATION CAPABILITIES: 39 = (33+37)-(34+35+36+38a+38b)) |  |  | 9.0112 | 9.8739 | 7.6915 | 8.2349 | 8.8161 | 8.0128 | 8.9371 | 9.6293 | 7.9857 | 9.2689 | 9.2304 | 8.9285 | 9.0855 | 10.179 | 8.42 | 7.5631 | 8.2236 | 8.9217 | 7.6428
PART Ebis: ADDITIONAL INFORMATION FOR INTERCONNECTORS
Transportable capacity at night minimum demand conditions (high wind conditions)
40 | Simultaneous importable capacity |  | From | 0.648 | 0.65 | 0.65 | 0.65 | 0.65 | 0.65 | 0.648 | 0.648 | 0.648 | 0.648 | 0.648 | 0.648 | 0.648 | 0.648 | 0.648 | 0.648 | 0.648 | 0.648 | 0.648
41 | Simultaneous exportable capacity |  | To | 0.5 | 0.5 | 0.5 | 0.5 | 0.5 | 0.5 | 0.5 | 0.5 | 0.5 | 0.5 | 0.5 | 0.5 | 0.5 | 0.5 | 0.5 | 0.5 | 0.5 | 0.5 | 0.5
| Time (CET for winter, but CEST for last week of winter; CEST for summer) |  |  | 11:00 | 11:00 | 11:00 | 11:00 | 11:00 | 11:00 | 11:00 | 11:00 | 11:00 | 11:00 | 11:00 | 11:00 | 11:00 | 11:00 | 11:00 | 11:00 | 11:00 | 11:00 | 11:00
PART F: ADDITIONAL INFORMATION FOR DAYTIME MIN DEMAND CONDITIONS
42 | Weekly Minimum Daytime Demand (Sunday low peak + solar) |  |  | 29.1198 | 29.472 | 30.0961 | 29.9635 | 32.2588 | 32.842 | 32.2008 | 29.8855 | 30.3122 | 27.5505 | 31.5035 | 28.8178 | 30.8453 | 30.179 | 26.7279 | 28.5905 | 29.1507 | 28.4519 | 29.0617
43 | Must Run Generation (excluding wind/PV/run of river) |  |  | 2.9107 | 2.9107 | 2.9107 | 2.9107 | 2.9107 | 2.9107 | 2.9107 | 2.9107 | 2.9107 | 2.9107 | 2.9107 | 2.9107 | 2.9107 | 2.9107 | 2.9107 | 2.9107 | 2.9107 | 2.9107 | 2.9107
44 | Run of river generation (Must Run) |  |  | 8.86 | 7.5952 | 8.4971 | 9.9628 | 10.4584 | 10.2346 | 9.4391 | 9.2863 | 10.491 | 9.2736 | 10.6954 | 10.2699 | 10.1308 | 9.1838 | 10.1674 | 11.347 | 10.7485 | 10.2166 | 10.846
45 | Downward balancing reserves (FCR, FRR) |  |  | 0.8 | 0.8 | 0.8 | 0.8 | 0.8 | 0.8 | 0.8 | 0.8 | 0.8 | 0.8 | 0.8 | 0.8 | 0.8 | 0.8 | 0.8 | 0.8 | 0.8 | 0.8 | 0.8
46 | Pumping Storage Capacity available (Power) |  |  | 0 | 0 | 0 | 0 | 0 | 0 | 0 | 0 | 0 | 0 | 0 | 0 | 0 | 0 | 0 | 0 | 0 | 0 | 0
47a | Highest expected onshore wind generation running |  |  | 5.0196 | 5.0574 | 5.0853 | 5.1398 | 5.143 | 5.0823 | 5.0783 | 5.104 | 5.0864 | 5.1499 | 5.1624 | 5.14 | 5.1356 | 5.0289 | 4.9792 | 4.8692 | 4.6848 | 4.6233 | 4.5233
47b | Highest expected offshore wind generation running |  |  | 0 | 0 | 0 | 0 | 0 | 0 | 0 | 0 | 0 | 0 | 0 | 0 | 0 | 0 | 0 | 0 | 0 | 0 | 0
48 | Highest expected solar PV running |  |  | 3.5562 | 3.4818 | 3.4582 | 3.4395 | 3.5321 | 3.6668 | 3.7623 | 3.8309 | 3.9537 | 4.0011 | 4.0721 | 4.198 | 4.2908 | 4.3633 | 4.454 | 4.4902 | 4.5163 | 4.5295 | 4.2887
49 | DOWNWARD REGULATION CAPABILITIES: 49 = (42+46)-(43+44+45+47a+47b+48a+48b) |  |  | 7.9733 | 9.6269 | 9.3448 | 7.7106 | 9.4145 | 10.1476 | 10.2103 | 7.9534 | 7.0703 | 5.4151 | 7.8629 | 5.4992 | 7.5773 | 7.8923 | 3.4166 | 4.1733 | 5.4905 | 5.3717 | 5.693
PART Fbis: ADDITIONAL INFORMATION FOR INTERCONNECTORS
Transportable capacity at daytime minimum demand conditions (high wind and high solar conditions)
50 | Simultaneous importable capacity |  | From | 0.648 | 0.65 | 0.65 | 0.65 | 0.65 | 0.65 | 0.648 | 0.648 | 0.648 | 0.648 | 0.648 | 0.648 | 0.648 | 0.648 | 0.648 | 0.648 | 0.648 | 0.648 | 0.648
51 | Simultaneous exportable capacity |  | To | 0.5 | 0.5 | 0.5 | 0.5 | 0.5 | 0.5 | 0.5 | 0.5 | 0.5 | 0.5 | 0.5 | 0.5 | 0.5 | 0.5 | 0.5 | 0.5 | 0.5 | 0.5 | 0.5

## SK
Winter Outlook Report 2019/2020
| Power Data (all entries are assumed to be >0) |  |  |  |  | SK | [6 empty] | Heating if temperature below: | 19.4887 |  |  |  | Cooling if temperature above: | 24.4887
| (Net values in GW, at a synchronous time every week) |  |  |  |  | Slovakia | [6 empty] | Heating saturation temperature: | -2 |  |  |  | Cooling saturation temperature: | not detected
[13 empty] | Temperature sensitivity in heating [MW/ ͦC] | -33.5 |  |  |  | Temperature sensitivity in cooling [MW/ ͦC] | 43.5955
| The peak dates are related to Wednesday of each week |  |  | 2019-11-27 | 2019-12-04 | 2019-12-11 | 2019-12-18 | 2019-12-24 | 2019-12-31 | 2020-01-08 | 2020-01-15 | 2020-01-22 | 2020-01-29 | 2020-02-05 | 2020-02-12 | 2020-02-19 | 2020-02-26 | 2020-03-04 | 2020-03-11 | 2020-03-18 | 2020-03-25 | 2020-04-01
| WEEK |  |  | 48 | 49 | 50 | 51 | 52 | 1 | 2 | 3 | 4 | 5 | 6 | 7 | 8 | 9 | 10 | 11 | 12 | 13 | 14
| Time (CET for winter, but CEST last week; CEST for summer) |  |  | 19:00 | 19:00 | 19:00 | 19:00 | 19:00 | 19:00 | 19:00 | 19:00 | 19:00 | 19:00 | 19:00 | 19:00 | 19:00 | 19:00 | 19:00 | 19:00 | 19:00 | 19:00 | 19:00
Line | PART A : INDIGENOUS NATIONAL GENERATION | Severe conditions Average Forced Outage Rate | Normal conditions Average Forced Outage Rate
Net generating capacity:
1 | Nuclear Power | 5% | 5% | 1.94 | 1.94 | 1.94 | 1.94 | 1.94 | 1.94 | 1.94 | 1.94 | 1.94 | 1.94 | 1.94 | 1.94 | 1.94 | 1.94 | 1.94 | 1.94 | 1.94 | 1.94 | 1.94
2 | Fossil Fuels |  |  | 1.934 | 1.934 | 1.934 | 1.934 | 1.934 | 1.934 | 1.934 | 1.934 | 1.934 | 1.934 | 1.934 | 1.934 | 1.934 | 1.934 | 1.934 | 1.934 | 1.934 | 1.934 | 1.934
2a | of which Lignite | 9% | 9% | 0.345 | 0.345 | 0.345 | 0.345 | 0.345 | 0.345 | 0.345 | 0.345 | 0.345 | 0.345 | 0.345 | 0.345 | 0.345 | 0.345 | 0.345 | 0.345 | 0.345 | 0.345 | 0.345
2b | of which Hard Coal | 9% | 9% | 0.221 | 0.221 | 0.221 | 0.221 | 0.221 | 0.221 | 0.221 | 0.221 | 0.221 | 0.221 | 0.221 | 0.221 | 0.221 | 0.221 | 0.221 | 0.221 | 0.221 | 0.221 | 0.221
2c | of which Gas | 7% | 7% | 1.111 | 1.111 | 1.111 | 1.111 | 1.111 | 1.111 | 1.111 | 1.111 | 1.111 | 1.111 | 1.111 | 1.111 | 1.111 | 1.111 | 1.111 | 1.111 | 1.111 | 1.111 | 1.111
2d | of which Oil | 9% | 9% | 0.257 | 0.257 | 0.257 | 0.257 | 0.257 | 0.257 | 0.257 | 0.257 | 0.257 | 0.257 | 0.257 | 0.257 | 0.257 | 0.257 | 0.257 | 0.257 | 0.257 | 0.257 | 0.257
2e | of which Oil Shale | 8.75% | 8.75% | 0 | 0 | 0 | 0 | 0 | 0 | 0 | 0 | 0 | 0 | 0 | 0 | 0 | 0 | 0 | 0 | 0 | 0 | 0
2f | of which Fossil Peat | 8.75% | 8.75% | 0 | 0 | 0 | 0 | 0 | 0 | 0 | 0 | 0 | 0 | 0 | 0 | 0 | 0 | 0 | 0 | 0 | 0 | 0
3 | Renewable Energy Sources (other than hydro) |  |  | 0.87814 | 0.87814 | 0.87814 | 0.87814 | 0.87814 | 0.87814 | 0.87814 | 0.87814 | 0.87814 | 0.87814 | 0.87814 | 0.87814 | 0.87814 | 0.87814 | 0.87814 | 0.87814 | 0.87814 | 0.87814 | 0.87814
3a | of which onshore wind | 0% | 0% | 0.00314 | 0.00314 | 0.00314 | 0.00314 | 0.00314 | 0.00314 | 0.00314 | 0.00314 | 0.00314 | 0.00314 | 0.00314 | 0.00314 | 0.00314 | 0.00314 | 0.00314 | 0.00314 | 0.00314 | 0.00314 | 0.00314
3b | of which offshore wind | 0% | 0% | 0 | 0 | 0 | 0 | 0 | 0 | 0 | 0 | 0 | 0 | 0 | 0 | 0 | 0 | 0 | 0 | 0 | 0 | 0
3c | of which Solar (PV) | 0% | 0% | 0.531 | 0.531 | 0.531 | 0.531 | 0.531 | 0.531 | 0.531 | 0.531 | 0.531 | 0.531 | 0.531 | 0.531 | 0.531 | 0.531 | 0.531 | 0.531 | 0.531 | 0.531 | 0.531
3d | of which Biomass | 0% | 0% | 0.224 | 0.224 | 0.224 | 0.224 | 0.224 | 0.224 | 0.224 | 0.224 | 0.224 | 0.224 | 0.224 | 0.224 | 0.224 | 0.224 | 0.224 | 0.224 | 0.224 | 0.224 | 0.224
3e | of which other RES (e.g. tidal, wave, geothermal, RES waste, CSP) | 0% | 0% | 0.12 | 0.12 | 0.12 | 0.12 | 0.12 | 0.12 | 0.12 | 0.12 | 0.12 | 0.12 | 0.12 | 0.12 | 0.12 | 0.12 | 0.12 | 0.12 | 0.12 | 0.12 | 0.12
4a | Hydro Run of River and Reservoir | 0% | 0% | 1.6256 | 1.6256 | 1.6256 | 1.6256 | 1.6256 | 1.6256 | 1.6256 | 1.6256 | 1.6256 | 1.6256 | 1.6256 | 1.6256 | 1.6256 | 1.6256 | 1.6256 | 1.6256 | 1.6256 | 1.6256 | 1.6256
4b | Hydro pumping | 0% | 0% | 0.9164 | 0.9164 | 0.9164 | 0.9164 | 0.9164 | 0.9164 | 0.9164 | 0.9164 | 0.9164 | 0.9164 | 0.9164 | 0.9164 | 0.9164 | 0.9164 | 0.9164 | 0.9164 | 0.9164 | 0.9164 | 0.9164
5 | Other non-RES (e.g. CHP non-renewable, waste non-renewable) | 0% | 0% | 0.438 | 0.438 | 0.438 | 0.438 | 0.438 | 0.438 | 0.438 | 0.438 | 0.438 | 0.438 | 0.438 | 0.438 | 0.438 | 0.438 | 0.438 | 0.438 | 0.438 | 0.438 | 0.438
6 | Total Net generating capacity (6 = 1+2+3+4a+4b+5) |  |  | 7.7321 | 7.7321 | 7.7321 | 7.7321 | 7.7321 | 7.7321 | 7.7321 | 7.7321 | 7.7321 | 7.7321 | 7.7321 | 7.7321 | 7.7321 | 7.7321 | 7.7321 | 7.7321 | 7.7321 | 7.7321 | 7.7321
7 | Maintenance & Overhauls (planned outages) |  |  | 0 | 0 | 0 | 0 | 0 | 0 | 0 | 0 | 0 | 0.05 | 0.05 | 0.05 | 0.05 | 0.05 | 0.05 | 0.05 | 0.05 | 0.05 | 0.52
7a | Nuclear Power |  |  | 2020-04-01: 0.47
7b | Lignite
7c | Hard Coal
7d | Gas
7e | Oil
7f | Oil Shale
7g | Fossil Peat
7h | Onshore Wind
7i | Offshore Wind
7j | Solar (PV)
7k | Biomass
7l | other RES (apart from hydro, including tidal, wave, geothermal, waste renewable, CSP,…)
7m | Hydro Run of River and Reservoir
7n | Hydro pumping |  |  | 2020-01-29: 0.05; 2020-02-05: 0.05; 2020-02-12: 0.05; 2020-02-19: 0.05; 2020-02-26: 0.05; 2020-03-04: 0.05; 2020-03-11: 0.05; 2020-03-18: 0.05; 2020-03-25: 0.05; 2020-04-01: 0.05
7o | Other non-RES (incl. not clearly identifiable energy sources)
PART B : DATA FOR NORMAL CONDITIONS
8 | Non-usable capacity at reference point (all power stations including mothballed, authorization & technical & legal constraints, energy source unavailability etc. ) |  |  | 1.7056 | 1.7056 | 1.7056 | 1.7056 | 1.7036 | 1.7036 | 1.7036 | 1.7036 | 1.6985 | 1.6985 | 1.6985 | 1.6986 | 1.6966 | 1.6966 | 1.6966 | 1.6966 | 1.6966 | 1.6966 | 1.6793
8a | of which nuclear |  |  | 0.024 | 0.024 | 0.024 | 0.024 | 0.024 | 0.024 | 0.024 | 0.024 | 0.023 | 0.023 | 0.023 | 0.023 | 0.029 | 0.029 | 0.029 | 0.029 | 0.029 | 0.029 | 0.029
8b | of which Lignite |  |  | 0.038 | 0.038 | 0.038 | 0.038 | 0.036 | 0.036 | 0.036 | 0.036 | 0.032 | 0.032 | 0.032 | 0.032 | 0.024 | 0.024 | 0.024 | 0.024 | 0.024 | 0.024 | 0.024
8c | of which Hard Coal
8d | of which Gas
8e | of which Oil
8f | of which Oil Shale
8g | of which Fossil Peat
8h | of which onshore wind |  |  | 0.0025705 | 0.0025903 | 0.0025848 | 0.0025654 | 0.002567 | 0.0025591 | 0.0025691 | 0.0025619 | 0.0025409 | 0.0025249 | 0.0025414 | 0.0025624 | 0.0025739 | 0.0026093 | 0.0026184 | 0.0025999 | 0.0026334 | 0.0026308 | 0.0026524
8i | of which offshore wind |  |  | 0 | 0 | 0 | 0 | 0 | 0 | 0 | 0 | 0 | 0 | 0 | 0 | 0 | 0 | 0 | 0 | 0 | 0 | 0
8j | of which Solar |  |  | 0.531 | 0.531 | 0.531 | 0.531 | 0.531 | 0.531 | 0.531 | 0.531 | 0.531 | 0.531 | 0.531 | 0.531 | 0.531 | 0.531 | 0.531 | 0.531 | 0.531 | 0.53099 | 0.51363
8k | of which Biomass
8l | of which other RES (apart from hydro)
8m | Hydro Run of River and Reservoir |  |  | 1.11 | 1.11 | 1.11 | 1.11 | 1.11 | 1.11 | 1.11 | 1.11 | 1.11 | 1.11 | 1.11 | 1.11 | 1.11 | 1.11 | 1.11 | 1.11 | 1.11 | 1.11 | 1.11
8n | Hydro pumping
8o | of which other non-RES (incl. not clearly identifiable energy sources)
9 | Available capacity (9 = 6 - (7 + 8)) |  |  | 6.0266 | 6.0265 | 6.0266 | 6.0266 | 6.0286 | 6.0286 | 6.0286 | 6.0286 | 6.0336 | 5.9836 | 5.9836 | 5.9836 | 5.9856 | 5.9855 | 5.9855 | 5.9855 | 5.9855 | 5.9855 | 5.5329
10 | Outages: average expected value (all power stations) |  |  | 0.24422 | 0.24422 | 0.24422 | 0.24422 | 0.2444 | 0.2444 | 0.2444 | 0.2444 | 0.24481 | 0.24481 | 0.24481 | 0.24481 | 0.24523 | 0.24523 | 0.24523 | 0.24523 | 0.24523 | 0.24523 | 0.22173
11 | System services reserve (one hour ahead of real time) |  |  | 0.876 | 0.876 | 0.876 | 0.876 | 0.826 | 0.851 | 0.876 | 0.881 | 0.881 | 0.876 | 0.871 | 0.871 | 0.871 | 0.871 | 0.861 | 0.861 | 0.861 | 0.861 | 0.856
12 | Reliably available capacity (12 = 9 - (10 + 11)) |  |  | 4.9063 | 4.9063 | 4.9063 | 4.9064 | 4.9582 | 4.9332 | 4.9082 | 4.9032 | 4.9078 | 4.8628 | 4.8678 | 4.8678 | 4.8693 | 4.8693 | 4.8793 | 4.8793 | 4.8793 | 4.8793 | 4.4551
13 | Demand at reference point in time |  |  | 4.45 | 4.48 | 4.46 | 4.46 | 3.83 | 4.1 | 4.38 | 4.59 | 4.48 | 4.38 | 4.35 | 4.32 | 4.28 | 4.25 | 4.11 | 4.08 | 4.1 | 4.01 | 3.93
13b | Population average daily (24h) temperature (degrees Celsius) |  |  | 3.0361 | 2.035 | 1.2437 | 0.71365 | 0.50976 | 0.61794 | -0.077258 | -0.23765 | -0.15528 | 0.1423 | 0.62914 | 1.2808 | 2.0741 | 2.9873 | 3.8498 | 4.9317 | 6.0773 | 7.269 | 8.4899
14a | Load reduction / demand side response available at reference point in time
14b | Strategic reserves available at reference point in time
15 | Net weekly load at reference point in time (15 = 13-14a) |  |  | 4.45 | 4.48 | 4.46 | 4.46 | 3.83 | 4.1 | 4.38 | 4.59 | 4.48 | 4.38 | 4.35 | 4.32 | 4.28 | 4.25 | 4.11 | 4.08 | 4.1 | 4.01 | 3.93
16 | Remaining capacity at reference point in time (16 = 12- 15) |  |  | 0.45635 | 0.42633 | 0.44634 | 0.44635 | 1.1282 | 0.83318 | 0.52817 | 0.31318 | 0.42779 | 0.48281 | 0.51779 | 0.54777 | 0.58934 | 0.6193 | 0.76929 | 0.79931 | 0.77928 | 0.86929 | 0.52512
B1 | Weekly peak load (unrestricted reference point in time) |  |  | 4.45 | 4.48 | 4.46 | 4.46 | 3.83 | 4.1 | 4.38 | 4.59 | 4.48 | 4.38 | 4.35 | 4.32 | 4.28 | 4.25 | 4.11 | 4.08 | 4.1 | 4.01 | 3.93
B2 | Daily hour of expected weekly peak load (CET for winter, but CEST for last week; CEST for summer) |  |  | 19:00 | 19:00 | 19:00 | 19:00 | 19:00 | 19:00 | 19:00 | 19:00 | 19:00 | 19:00 | 19:00 | 19:00 | 19:00 | 19:00 | 19:00 | 19:00 | 19:00 | 0.79167 | 0.79167
PART C : DATA FOR SEVERE CONDITIONS
17 | Non-usable capacity at reference point (all power stations including mothballed, authorization & technical & legal constraints, energy source unavailability etc. ) |  |  | 1.7061 | 1.7061 | 1.7061 | 1.7061 | 1.7041 | 1.7041 | 1.7041 | 1.7041 | 1.6991 | 1.6991 | 1.6991 | 1.6991 | 1.6971 | 1.6971 | 1.6971 | 1.6971 | 1.6971 | 1.6971 | 1.6888
17a | of which nuclear |  |  | 0.024 | 0.024 | 0.024 | 0.024 | 0.024 | 0.024 | 0.024 | 0.024 | 0.023 | 0.023 | 0.023 | 0.023 | 0.029 | 0.029 | 0.029 | 0.029 | 0.029 | 0.029 | 0.029
17b | of which Lignite |  |  | 0.038 | 0.038 | 0.038 | 0.038 | 0.036 | 0.036 | 0.036 | 0.036 | 0.032 | 0.032 | 0.032 | 0.032 | 0.024 | 0.024 | 0.024 | 0.024 | 0.024 | 0.024 | 0.024
17c | of which Hard Coal |  |  | 0 | 0 | 0 | 0 | 0 | 0 | 0 | 0 | 0 | 0 | 0 | 0 | 0 | 0 | 0 | 0 | 0 | 0 | 0
17d | of which Gas |  |  | 0 | 0 | 0 | 0 | 0 | 0 | 0 | 0 | 0 | 0 | 0 | 0 | 0 | 0 | 0 | 0 | 0 | 0 | 0
17e | of which Oil
17f | of which Oil Shale
17g | of which Fossil Peat
17h | of which onshore wind |  |  | 0.00314 | 0.00314 | 0.0031393 | 0.0031379 | 0.003137 | 0.0031387 | 0.0031396 | 0.0031395 | 0.00314 | 0.0031387 | 0.0031382 | 0.0031392 | 0.0031392 | 0.00314 | 0.00314 | 0.00314 | 0.00314 | 0.00314 | 0.00314
17i | of which offshore wind |  |  | 0 | 0 | 0 | 0 | 0 | 0 | 0 | 0 | 0 | 0 | 0 | 0 | 0 | 0 | 0 | 0 | 0 | 0 | 0
17j | of which Solar |  |  | 0.531 | 0.531 | 0.531 | 0.531 | 0.531 | 0.531 | 0.531 | 0.531 | 0.531 | 0.531 | 0.531 | 0.531 | 0.531 | 0.531 | 0.531 | 0.531 | 0.531 | 0.531 | 0.52264
17k | of which Biomass
17l | of which other RES (apart from hydro)
17m | Hydro Run of River and Reservoir |  |  | 1.11 | 1.11 | 1.11 | 1.11 | 1.11 | 1.11 | 1.11 | 1.11 | 1.11 | 1.11 | 1.11 | 1.11 | 1.11 | 1.11 | 1.11 | 1.11 | 1.11 | 1.11 | 1.11
17n | Hydro pumping
17o | of which other non-RES (incl. not clearly identifiable energy sources)
18 | Available capacity (18 = 6 - (7 + 17)) |  |  | 6.026 | 6.026 | 6.026 | 6.026 | 6.028 | 6.028 | 6.028 | 6.028 | 6.033 | 5.983 | 5.983 | 5.983 | 5.985 | 5.985 | 5.985 | 5.985 | 5.985 | 5.985 | 5.5234
19 | Outages: average expected value (all power stations) under SEVERE conditions |  |  | 0.24422 | 0.24422 | 0.24422 | 0.24422 | 0.2444 | 0.2444 | 0.2444 | 0.2444 | 0.24481 | 0.24481 | 0.24481 | 0.24481 | 0.24523 | 0.24523 | 0.24523 | 0.24523 | 0.24523 | 0.24523 | 0.22173
20 | System services reserve (one hour ahead of real time) under SEVERE conditions |  |  | 0.876 | 0.876 | 0.876 | 0.876 | 0.826 | 0.851 | 0.876 | 0.881 | 0.881 | 0.876 | 0.871 | 0.871 | 0.871 | 0.871 | 0.861 | 0.861 | 0.861 | 0.861 | 0.856
21 | Reliably available capacity under SEVERE conditions (21 = 18 - (19 + 20)) |  |  | 4.9058 | 4.9058 | 4.9058 | 4.9058 | 4.9576 | 4.9326 | 4.9076 | 4.9026 | 4.9072 | 4.8622 | 4.8672 | 4.8672 | 4.8688 | 4.8688 | 4.8788 | 4.8788 | 4.8788 | 4.8788 | 4.4456
22 | Demand at reference point in time under SEVERE conditions (one in 20 year) |  |  | 4.49 | 4.5 | 4.48 | 4.49 | 4.1162 | 4.2427 | 4.5482 | 4.6 | 4.5722 | 4.5333 | 4.3989 | 4.33 | 4.2937 | 4.508 | 4.2969 | 4.1073 | 4.2914 | 4.1012 | 3.94
23a | Load reduction / demand side response available at reference point in time under SEVERE conditions
23b | Strategic reserves available at reference point in time under SEVERE conditions
24 | Net weekly peak load for SEVERE conditions (24 = 22-23a) |  |  | 4.49 | 4.5 | 4.48 | 4.49 | 4.1162 | 4.2427 | 4.5482 | 4.6 | 4.5722 | 4.5333 | 4.3989 | 4.33 | 4.2937 | 4.508 | 4.2969 | 4.1073 | 4.2914 | 4.1012 | 3.94
25 | Remaining capacity for SEVERE conditions (25 = 21-24) |  |  | 0.41578 | 0.40578 | 0.42578 | 0.41578 | 0.84143 | 0.68991 | 0.35939 | 0.3026 | 0.33497 | 0.32887 | 0.46826 | 0.53719 | 0.57512 | 0.36076 | 0.58185 | 0.77151 | 0.58737 | 0.77753 | 0.50563
C1 | Weekly peak load under SEVERE conditions (unrestricted reference point in time) |  |  | 4.49 | 4.5 | 4.48 | 4.49 | 4.1162 | 4.2427 | 4.5482 | 4.6 | 4.5722 | 4.5333 | 4.3989 | 4.33 | 4.2937 | 4.508 | 4.2969 | 4.1073 | 4.2914 | 4.1012 | 3.94
C2 | Daily hour of expected weekly peak load (CET for winter, but CEST for last week; CEST for summer) |  |  | 19:00 | 19:00 | 19:00 | 19:00 | 19:00 | 19:00 | 19:00 | 19:00 | 19:00 | 19:00 | 19:00 | 19:00 | 19:00 | 19:00 | 19:00 | 19:00 | 19:00 | 0.79167 | 0.79167
PART D: ADDITIONAL INFORMATION FOR INTERCONNECTORS (at synchronous peak)
31 | Simultaneous importable capacity |  | From | 3.5 | 3.5 | 3.5 | 3.5 | 3.5 | 3.5 | 3.2 | 3.2 | 3.2 | 3.2 | 3.2 | 3.2 | 3.2 | 3.2 | 3.2 | 3.2 | 3.2 | 3.2 | 3.2
32 | Simultaneous exportable capacity |  | To | 2.9 | 2.9 | 2.9 | 2.9 | 2.9 | 2.9 | 2.9 | 2.9 | 2.9 | 2.9 | 2.9 | 2.9 | 2.9 | 2.9 | 2.9 | 2.9 | 2.9 | 2.9 | 2.9
| The off-peak dates are related to Sunday of each week |  |  | 2019-12-01 | 2019-12-08 | 2019-12-15 | 2019-12-22 | 2019-12-29 | 2020-01-05 | 2020-01-12 | 2020-01-19 | 2020-01-26 | 2020-02-02 | 2020-02-09 | 2020-02-16 | 2020-02-23 | 2020-03-01 | 2020-03-08 | 2020-03-15 | 2020-03-22 | 2020-03-29 | 2020-04-05
| WEEK |  |  | 48 | 49 | 50 | 51 | 52 | 1 | 2 | 3 | 4 | 5 | 6 | 7 | 8 | 9 | 10 | 11 | 12 | 13 | 14
| Time (CET for winter, but CEST for last week of winter; CEST for summer) |  |  | 5:00 | 5:00 | 5:00 | 5:00 | 5:00 | 5:00 | 5:00 | 5:00 | 5:00 | 5:00 | 5:00 | 5:00 | 5:00 | 5:00 | 5:00 | 5:00 | 5:00 | 5:00 | 5:00
PART E: ADDITIONAL INFORMATION FOR NIGHT MIN DEMAND CONDITIONS
33 | Weekly Minimum Demand (overnight valley minimum) |  |  | 3.01 | 2.93 | 2.95 | 2.7 | 2.59 | 2.87 | 3 | 2.96 | 3.05 | 2.85 | 2.88 | 2.89 | 2.92 | 2.8 | 2.65 | 2.78 | 2.59 | 2.7 | 2.59
34 | Must Run Generation (excluding wind/run of river) |  |  | 2.34 | 2.34 | 2.34 | 2.34 | 2.34 | 2.34 | 2.34 | 2.34 | 2.34 | 2.34 | 2.34 | 2.34 | 2.34 | 2.34 | 2.34 | 2.34 | 2.34 | 2.34 | 2.34
35 | Run of river generation (Must Run) |  |  | 0.429 | 0.429 | 0.429 | 0.429 | 0.429 | 0.334 | 0.334 | 0.334 | 0.334 | 0.233 | 0.233 | 0.233 | 0.233 | 0.25 | 0.25 | 0.25 | 0.25 | 0.25 | 0.25
36 | Downward balancing reserves (FCR, FRR) |  |  | 0.501 | 0.506 | 0.506 | 0.506 | 0.501 | 0.501 | 0.501 | 0.501 | 0.501 | 0.501 | 0.501 | 0.501 | 0.501 | 0.501 | 0.501 | 0.501 | 0.501 | 0.501 | 0.501
37 | Pumping Storage Capacity available (Power) |  |  | 0.9164 | 0.9164 | 0.9164 | 0.9164 | 0.9164 | 0.9164 | 0.9164 | 0.9164 | 0.9164 | 0.9164 | 0.9164 | 0.9164 | 0.9164 | 0.9164 | 0.9164 | 0.9164 | 0.9164 | 0.9164 | 0.9164
38a | Highest expected onshore wind generation running |  |  | 0.0026962 | 0.0027918 | 0.0028226 | 0.0028695 | 0.002861 | 0.0027703 | 0.0027594 | 0.0028644 | 0.0028454 | 0.0028767 | 0.0027363 | 0.002546 | 0.0024857 | 0.0023703 | 0.0023099 | 0.0022644 | 0.002162 | 0.0021252 | 0.0020375
38b | Highest expected offshore wind generation running |  |  | 0 | 0 | 0 | 0 | 0 | 0 | 0 | 0 | 0 | 0 | 0 | 0 | 0 | 0 | 0 | 0 | 0 | 0 | 0
39 | DOWNWARD REGULATION CAPABILITIES: 39 = (33+37)-(34+35+36+38a+38b)) |  |  | 0.6537 | 0.56861 | 0.58858 | 0.33853 | 0.23354 | 0.60863 | 0.73864 | 0.69854 | 0.78855 | 0.68952 | 0.71966 | 0.72985 | 0.75991 | 0.62303 | 0.47309 | 0.60314 | 0.41324 | 0.52327 | 0.41336
PART Ebis: ADDITIONAL INFORMATION FOR INTERCONNECTORS
Transportable capacity at night minimum demand conditions (high wind conditions)
40 | Simultaneous importable capacity |  | From | 3.5 | 3.5 | 3.5 | 3.5 | 3.5 | 3.5 | 3.2 | 3.2 | 3.2 | 3.2 | 3.2 | 3.2 | 3.2 | 3.2 | 3.2 | 3.2 | 3.2 | 3.2 | 3.2
41 | Simultaneous exportable capacity |  | To | 2.9 | 2.9 | 2.9 | 2.9 | 2.9 | 2.9 | 2.9 | 2.9 | 2.9 | 2.9 | 2.9 | 2.9 | 2.9 | 2.9 | 2.9 | 2.9 | 2.9 | 2.9 | 2.9
| Time (CET for winter, but CEST for last week of winter; CEST for summer) |  |  | 11:00 | 11:00 | 11:00 | 11:00 | 11:00 | 11:00 | 11:00 | 11:00 | 11:00 | 11:00 | 11:00 | 11:00 | 11:00 | 11:00 | 11:00 | 11:00 | 11:00 | 11:00 | 11:00
PART F: ADDITIONAL INFORMATION FOR DAYTIME MIN DEMAND CONDITIONS
42 | Weekly Minimum Daytime Demand (Sunday low peak + solar) |  |  | 4.03 | 3.87 | 3.85 | 3.56 | 3.39 | 3.7 | 3.81 | 3.91 | 3.96 | 3.67 | 3.82 | 3.63 | 3.85 | 3.67 | 3.53 | 3.58 | 3.45 | 3.39 | 3.34
43 | Must Run Generation (excluding wind/PV/run of river) |  |  | 2.34 | 2.34 | 2.34 | 2.34 | 2.34 | 2.34 | 2.34 | 2.34 | 2.34 | 2.34 | 2.34 | 2.34 | 2.34 | 2.34 | 2.34 | 2.34 | 2.34 | 2.34 | 2.34
44 | Run of river generation (Must Run) |  |  | 0.429 | 0.429 | 0.429 | 0.429 | 0.429 | 0.334 | 0.334 | 0.334 | 0.334 | 0.233 | 0.233 | 0.233 | 0.233 | 0.25 | 0.25 | 0.25 | 0.25 | 0.25 | 0.25
45 | Downward balancing reserves (FCR, FRR) |  |  | 0.546 | 0.546 | 0.551 | 0.541 | 0.521 | 0.511 | 0.546 | 0.561 | 0.561 | 0.556 | 0.551 | 0.551 | 0.551 | 0.546 | 0.551 | 0.546 | 0.546 | 0.546 | 0.536
46 | Pumping Storage Capacity available (Power) |  |  | 0.9164 | 0.9164 | 0.9164 | 0.9164 | 0.9164 | 0.9164 | 0.9164 | 0.9164 | 0.9164 | 0.9164 | 0.9164 | 0.9164 | 0.9164 | 0.9164 | 0.9164 | 0.9164 | 0.9164 | 0.9164 | 0.9164
47a | Highest expected onshore wind generation running |  |  | 0.0027883 | 0.0029073 | 0.0028991 | 0.0029055 | 0.0029322 | 0.0028581 | 0.0028616 | 0.0029383 | 0.0029165 | 0.0029263 | 0.0028755 | 0.0027821 | 0.0027622 | 0.0027918 | 0.002833 | 0.0028616 | 0.0028307 | 0.0028098 | 0.0026456
47b | Highest expected offshore wind generation running |  |  | 0 | 0 | 0 | 0 | 0 | 0 | 0 | 0 | 0 | 0 | 0 | 0 | 0 | 0 | 0 | 0 | 0 | 0 | 0
48 | Highest expected solar PV running |  |  | 0.19443 | 0.18838 | 0.18471 | 0.18205 | 0.18191 | 0.18781 | 0.19266 | 0.20456 | 0.21606 | 0.22774 | 0.23948 | 0.25413 | 0.27052 | 0.2855 | 0.29671 | 0.30737 | 0.31699 | 0.32399 | 0.28967
49 | DOWNWARD REGULATION CAPABILITIES: 49 = (42+46)-(43+44+45+47a+47b+48a+48b) |  |  | 1.4342 | 1.2801 | 1.2588 | 0.98144 | 0.83155 | 1.2407 | 1.3109 | 1.3839 | 1.4224 | 1.2267 | 1.37 | 1.1655 | 1.3691 | 1.1621 | 1.0059 | 1.0502 | 0.91058 | 0.8436 | 0.83809
PART Fbis: ADDITIONAL INFORMATION FOR INTERCONNECTORS
Transportable capacity at daytime minimum demand conditions (high wind and high solar conditions)
50 | Simultaneous importable capacity |  | From | 3.5 | 3.5 | 3.5 | 3.5 | 3.5 | 3.5 | 3.2 | 3.2 | 3.2 | 3.2 | 3.2 | 3.2 | 3.2 | 3.2 | 3.2 | 3.2 | 3.2 | 3.2 | 3.2
51 | Simultaneous exportable capacity |  | To | 2.9 | 2.9 | 2.9 | 2.9 | 2.9 | 2.9 | 2.9 | 2.9 | 2.9 | 2.9 | 2.9 | 2.9 | 2.9 | 2.9 | 2.9 | 2.9 | 2.9 | 2.9 | 2.9

## SI
Winter Outlook Report 2019/2020
| Power Data (all entries are assumed to be >0) |  |  |  |  | SI | [6 empty] | Heating if temperature below: | 17.6426 |  |  |  | Cooling if temperature above: | 22.6426
| (Net values in GW, at a synchronous time every week) |  |  |  |  | Slovenia | [6 empty] | Heating saturation temperature: | -1 |  |  |  | Cooling saturation temperature: | not detected
[13 empty] | Temperature sensitivity in heating [MW/ ͦC] | -16.6196 |  |  |  | Temperature sensitivity in cooling [MW/ ͦC] | 24.6966
| The peak dates are related to Wednesday of each week |  |  | 2019-11-27 | 2019-12-04 | 2019-12-11 | 2019-12-18 | 2019-12-24 | 2019-12-31 | 2020-01-08 | 2020-01-15 | 2020-01-22 | 2020-01-29 | 2020-02-05 | 2020-02-12 | 2020-02-19 | 2020-02-26 | 2020-03-04 | 2020-03-11 | 2020-03-18 | 2020-03-25 | 2020-04-01
| WEEK |  |  | 48 | 49 | 50 | 51 | 52 | 1 | 2 | 3 | 4 | 5 | 6 | 7 | 8 | 9 | 10 | 11 | 12 | 13 | 14
| Time (CET for winter, but CEST last week; CEST for summer) |  |  | 19:00 | 19:00 | 19:00 | 19:00 | 19:00 | 19:00 | 19:00 | 19:00 | 19:00 | 19:00 | 19:00 | 19:00 | 19:00 | 19:00 | 19:00 | 19:00 | 19:00 | 19:00 | 19:00
Line | PART A : INDIGENOUS NATIONAL GENERATION | Severe conditions Average Forced Outage Rate | Normal conditions Average Forced Outage Rate
Net generating capacity:
1 | Nuclear Power | 0% | 0% | 0.696 | 0.696 | 0.696 | 0.696 | 0.696 | 0.696 | 0.696 | 0.696 | 0.696 | 0.696 | 0.696 | 0.696 | 0.696 | 0.696 | 0.696 | 0.696 | 0.696 | 0.696 | 0.696
2 | Fossil Fuels |  |  | 1.4997 | 1.4997 | 1.4997 | 1.4997 | 1.4997 | 1.4997 | 1.4997 | 1.4997 | 1.4997 | 1.4997 | 1.4997 | 1.4997 | 1.4997 | 1.4997 | 1.4997 | 1.4997 | 1.4997 | 1.4997 | 1.4997
2a | of which Lignite | 3% | 3% | 0.981 | 0.981 | 0.981 | 0.981 | 0.981 | 0.981 | 0.981 | 0.981 | 0.981 | 0.981 | 0.981 | 0.981 | 0.981 | 0.981 | 0.981 | 0.981 | 0.981 | 0.981 | 0.981
2b | of which Hard Coal | 2% | 2% | 0 | 0 | 0 | 0 | 0 | 0 | 0 | 0 | 0 | 0 | 0 | 0 | 0 | 0 | 0 | 0 | 0 | 0 | 0
2c | of which Gas | 3% | 3% | 0.4607 | 0.4607 | 0.4607 | 0.4607 | 0.4607 | 0.4607 | 0.4607 | 0.4607 | 0.4607 | 0.4607 | 0.4607 | 0.4607 | 0.4607 | 0.4607 | 0.4607 | 0.4607 | 0.4607 | 0.4607 | 0.4607
2d | of which Oil | 9% | 9% | 0.058 | 0.058 | 0.058 | 0.058 | 0.058 | 0.058 | 0.058 | 0.058 | 0.058 | 0.058 | 0.058 | 0.058 | 0.058 | 0.058 | 0.058 | 0.058 | 0.058 | 0.058 | 0.058
2e | of which Oil Shale | 8.75% | 8.75% | 0 | 0 | 0 | 0 | 0 | 0 | 0 | 0 | 0 | 0 | 0 | 0 | 0 | 0 | 0 | 0 | 0 | 0 | 0
2f | of which Fossil Peat | 0% | 0% | 0 | 0 | 0 | 0 | 0 | 0 | 0 | 0 | 0 | 0 | 0 | 0 | 0 | 0 | 0 | 0 | 0 | 0 | 0
3 | Renewable Energy Sources (other than hydro) |  |  | 0.3318 | 0.3318 | 0.3318 | 0.3318 | 0.3318 | 0.3318 | 0.3318 | 0.3318 | 0.3318 | 0.3318 | 0.3318 | 0.3318 | 0.3318 | 0.3318 | 0.3318 | 0.3318 | 0.3318 | 0.3318 | 0.3318
3a | of which onshore wind | 0% | 0% | 0.0033 | 0.0033 | 0.0033 | 0.0033 | 0.0033 | 0.0033 | 0.0033 | 0.0033 | 0.0033 | 0.0033 | 0.0033 | 0.0033 | 0.0033 | 0.0033 | 0.0033 | 0.0033 | 0.0033 | 0.0033 | 0.0033
3b | of which offshore wind | 0% | 0% | 0 | 0 | 0 | 0 | 0 | 0 | 0 | 0 | 0 | 0 | 0 | 0 | 0 | 0 | 0 | 0 | 0 | 0 | 0
3c | of which Solar (PV) | 0% | 0% | 0.2805 | 0.2805 | 0.2805 | 0.2805 | 0.2805 | 0.2805 | 0.2805 | 0.2805 | 0.2805 | 0.2805 | 0.2805 | 0.2805 | 0.2805 | 0.2805 | 0.2805 | 0.2805 | 0.2805 | 0.2805 | 0.2805
3d | of which Biomass | 0% | 0% | 0.048 | 0.048 | 0.048 | 0.048 | 0.048 | 0.048 | 0.048 | 0.048 | 0.048 | 0.048 | 0.048 | 0.048 | 0.048 | 0.048 | 0.048 | 0.048 | 0.048 | 0.048 | 0.048
3e | of which other RES (e.g. tidal, wave, geothermal, RES waste, CSP) | 0% | 0% | 0 | 0 | 0 | 0 | 0 | 0 | 0 | 0 | 0 | 0 | 0 | 0 | 0 | 0 | 0 | 0 | 0 | 0 | 0
4a | Hydro Run of River and Reservoir | 0% | 0% | 1.1217 | 1.1217 | 1.1217 | 1.1217 | 1.1217 | 1.1217 | 1.1217 | 1.1217 | 1.1217 | 1.1217 | 1.1217 | 1.1217 | 1.1217 | 1.1217 | 1.1217 | 1.1217 | 1.1217 | 1.1217 | 1.1217
4b | Hydro pumping | 0% | 0% | 0.18 | 0.18 | 0.18 | 0.18 | 0.18 | 0.18 | 0.18 | 0.18 | 0.18 | 0.18 | 0.18 | 0.18 | 0.18 | 0.18 | 0.18 | 0.18 | 0.18 | 0.18 | 0.18
5 | Other non-RES (e.g. CHP non-renewable, waste non-renewable) | 0% | 0% | 0.1127 | 0.1127 | 0.1127 | 0.1127 | 0.1127 | 0.1127 | 0.1127 | 0.1127 | 0.1127 | 0.1127 | 0.1127 | 0.1127 | 0.1127 | 0.1127 | 0.1127 | 0.1127 | 0.1127 | 0.1127 | 0.1127
6 | Total Net generating capacity (6 = 1+2+3+4a+4b+5) |  |  | 3.9419 | 3.9419 | 3.9419 | 3.9419 | 3.9419 | 3.9419 | 3.9419 | 3.9419 | 3.9419 | 3.9419 | 3.9419 | 3.9419 | 3.9419 | 3.9419 | 3.9419 | 3.9419 | 3.9419 | 3.9419 | 3.9419
7 | Maintenance & Overhauls (planned outages) |  |  | 0.024 | 0 | 0 | 0.024 | 0 | 0 | 0.382 | 0.369 | 0.376 | 0.369 | 0.383 | 0.366 | 0.355 | 0.36 | 0.288 | 0.343 | 0.296 | 0.296 | 0.314
7a | Nuclear Power |  |  | 0 | 0 | 0 | 0 | 0 | 0 | 0 | 0 | 0 | 0 | 0 | 0 | 0 | 0 | 0 | 0 | 0 | 0 | 0
7b | Lignite |  |  | 0 | 0 | 0 | 0 | 0 | 0 | 0 | 0 | 0 | 0 | 0 | 0 | 0 | 0 | 0 | 0 | 0 | 0 | 0.039
7c | Hard Coal |  |  | 0 | 0 | 0 | 0 | 0 | 0 | 0 | 0 | 0 | 0 | 0 | 0 | 0 | 0 | 0 | 0 | 0 | 0 | 0
7d | Gas |  |  | 0 | 0 | 0 | 0 | 0 | 0 | 0 | 0 | 0 | 0 | 0 | 0 | 0 | 0 | 0 | 0.023 | 0 | 0.053 | 0.053
7e | Oil |  |  | 0 | 0 | 0 | 0 | 0 | 0 | 0 | 0 | 0 | 0 | 0 | 0 | 0 | 0 | 0 | 0 | 0 | 0 | 0
7f | Oil Shale |  |  | 0 | 0 | 0 | 0 | 0 | 0 | 0 | 0 | 0 | 0 | 0 | 0 | 0 | 0 | 0 | 0 | 0 | 0 | 0
7g | Fossil Peat |  |  | 0 | 0 | 0 | 0 | 0 | 0 | 0 | 0 | 0 | 0 | 0 | 0 | 0 | 0 | 0 | 0 | 0 | 0 | 0
7h | Onshore Wind |  |  | 0 | 0 | 0 | 0 | 0 | 0 | 0 | 0 | 0 | 0 | 0 | 0 | 0 | 0 | 0 | 0 | 0 | 0 | 0
7i | Offshore Wind |  |  | 0 | 0 | 0 | 0 | 0 | 0 | 0 | 0 | 0 | 0 | 0 | 0 | 0 | 0 | 0 | 0 | 0 | 0 | 0
7j | Solar (PV) |  |  | 0 | 0 | 0 | 0 | 0 | 0 | 0 | 0 | 0 | 0 | 0 | 0 | 0 | 0 | 0 | 0 | 0 | 0 | 0
7k | Biomass |  |  | 0 | 0 | 0 | 0 | 0 | 0 | 0 | 0 | 0 | 0 | 0 | 0 | 0 | 0 | 0 | 0 | 0 | 0 | 0
7l | other RES (apart from hydro, including tidal, wave, geothermal, waste renewable, CSP,…) |  |  | 0 | 0 | 0 | 0 | 0 | 0 | 0 | 0 | 0 | 0 | 0 | 0 | 0 | 0 | 0 | 0 | 0 | 0 | 0
7m | Hydro Run of River and Reservoir |  |  | 0.024 | 0 | 0 | 0.024 | 0 | 0 | 0.202 | 0.189 | 0.196 | 0.189 | 0.203 | 0.186 | 0.175 | 0.18 | 0.108 | 0.14 | 0.116 | 0.063 | 0.042
7n | Hydro pumping |  |  | 0 | 0 | 0 | 0 | 0 | 0 | 0.18 | 0.18 | 0.18 | 0.18 | 0.18 | 0.18 | 0.18 | 0.18 | 0.18 | 0.18 | 0.18 | 0.18 | 0.18
7o | Other non-RES (incl. not clearly identifiable energy sources) |  |  | 0 | 0 | 0 | 0 | 0 | 0 | 0 | 0 | 0 | 0 | 0 | 0 | 0 | 0 | 0 | 0 | 0 | 0 | 0
PART B : DATA FOR NORMAL CONDITIONS
8 | Non-usable capacity at reference point (all power stations including mothballed, authorization & technical & legal constraints, energy source unavailability etc. ) |  |  | 0.72298 | 0.74034 | 0.82559 | 0.80718 | 0.81663 | 0.78655 | 0.90449 | 0.91666 | 0.89915 | 0.94354 | 0.92456 | 0.90175 | 0.89767 | 0.83088 | 0.82693 | 0.81027 | 0.80124 | 0.81883 | 0.84876
8a | of which nuclear
8b | of which Lignite
8c | of which Hard Coal
8d | of which Gas
8e | of which Oil
8f | of which Oil Shale
8g | of which Fossil Peat
8h | of which onshore wind |  |  | 0.0030668 | 0.0030688 | 0.0030389 | 0.0030539 | 0.0030879 | 0.0030722 | 0.0030763 | 0.0030651 | 0.0030507 | 0.0030237 | 0.0030692 | 0.0030988 | 0.0030674 | 0.0030823 | 0.0030923 | 0.0030948 | 0.0031089 | 0.0031211 | 0.0031444
8i | of which offshore wind |  |  | 0 | 0 | 0 | 0 | 0 | 0 | 0 | 0 | 0 | 0 | 0 | 0 | 0 | 0 | 0 | 0 | 0 | 0 | 0
8j | of which Solar |  |  | 0.2805 | 0.2805 | 0.2805 | 0.2805 | 0.2805 | 0.2805 | 0.2805 | 0.2805 | 0.2805 | 0.2805 | 0.2805 | 0.2805 | 0.2805 | 0.2805 | 0.2805 | 0.2805 | 0.28043 | 0.28012 | 0.26212
8k | of which Biomass
8l | of which other RES (apart from hydro)
8m | Hydro Run of River and Reservoir |  |  | 0.43942 | 0.45677 | 0.54206 | 0.52362 | 0.53305 | 0.50297 | 0.62091 | 0.6331 | 0.6156 | 0.66002 | 0.64099 | 0.61816 | 0.6141 | 0.5473 | 0.54334 | 0.52667 | 0.5177 | 0.53558 | 0.5835
8n | Hydro pumping |  |  | 0 | 0 | 0 | 0 | 0 | 0 | 0 | 0 | 0 | 0 | 0 | 0 | 0 | 0 | 0 | 0 | 0 | 0 | 0
8o | of which other non-RES (incl. not clearly identifiable energy sources)
9 | Available capacity (9 = 6 - (7 + 8)) |  |  | 3.1949 | 3.2016 | 3.1163 | 3.1107 | 3.1253 | 3.1554 | 2.6554 | 2.6562 | 2.6667 | 2.6294 | 2.6343 | 2.6741 | 2.6892 | 2.751 | 2.827 | 2.7886 | 2.8447 | 2.8271 | 2.7791
10 | Outages: average expected value (all power stations) |  |  | 0.048471 | 0.048471 | 0.048471 | 0.048471 | 0.048471 | 0.048471 | 0.048471 | 0.048471 | 0.048471 | 0.048471 | 0.048471 | 0.048471 | 0.048471 | 0.048471 | 0.048471 | 0.047781 | 0.048471 | 0.046881 | 0.045711
11 | System services reserve (one hour ahead of real time) |  |  | 0.325 | 0.325 | 0.325 | 0.325 | 0.325 | 0.325 | 0.325 | 0.325 | 0.325 | 0.325 | 0.325 | 0.325 | 0.325 | 0.325 | 0.325 | 0.325 | 0.325 | 0.325 | 0.325
12 | Reliably available capacity (12 = 9 - (10 + 11)) |  |  | 2.8214 | 2.8281 | 2.7428 | 2.7373 | 2.7518 | 2.7819 | 2.2819 | 2.2828 | 2.2933 | 2.2559 | 2.2609 | 2.3007 | 2.3158 | 2.3775 | 2.4535 | 2.4159 | 2.4712 | 2.4552 | 2.4084
13 | Demand at reference point in time |  |  | 2.0163 | 2.0727 | 2.132 | 2.0843 | 1.899 | 1.808 | 2.0972 | 2.1077 | 2.1343 | 2.1067 | 2.0713 | 2.0023 | 2.0747 | 2.056 | 2.0005 | 1.971 | 1.9903 | 1.894 | 1.784
13b | Population average daily (24h) temperature (degrees Celsius) |  |  | 3.6055 | 2.5964 | 1.7601 | 1.1347 | 0.79728 | 0.67305 | 0.36322 | 0.33294 | 0.4704 | 0.76659 | 1.2113 | 1.7932 | 2.5002 | 3.3191 | 4.0999 | 5.0901 | 6.152 | 7.2705 | 8.4307
14a | Load reduction / demand side response available at reference point in time
14b | Strategic reserves available at reference point in time
15 | Net weekly load at reference point in time (15 = 13-14a) |  |  | 2.0163 | 2.0727 | 2.132 | 2.0843 | 1.899 | 1.808 | 2.0972 | 2.1077 | 2.1343 | 2.1067 | 2.0713 | 2.0023 | 2.0747 | 2.056 | 2.0005 | 1.971 | 1.9903 | 1.894 | 1.784
16 | Remaining capacity at reference point in time (16 = 12- 15) |  |  | 0.80511 | 0.75542 | 0.61083 | 0.65292 | 0.8528 | 0.97388 | 0.18469 | 0.17502 | 0.15902 | 0.14914 | 0.18962 | 0.29842 | 0.24101 | 0.32154 | 0.453 | 0.44485 | 0.48094 | 0.56119 | 0.62443
B1 | Weekly peak load (unrestricted reference point in time) |  |  | 2.194 | 2.227 | 2.238 | 2.251 | 2.185 | 2.104 | 2.284 | 2.27 | 2.335 | 2.241 | 2.19 | 2.201 | 2.294 | 2.382 | 2.22 | 2.053 | 2.139 | 2.101 | 2.071
B2 | Daily hour of expected weekly peak load (CET for winter, but CEST for last week; CEST for summer) |  |  | 13 | 12 | 9 | 9 | 9 | 12 | 12 | 19 | 12 | 12 | 11 | 12 | 12 | 13 | 12 | 20 | 20 | 13 | 12
PART C : DATA FOR SEVERE CONDITIONS
17 | Non-usable capacity at reference point (all power stations including mothballed, authorization & technical & legal constraints, energy source unavailability etc. ) |  |  | 0.93 | 0.94215 | 1.0018 | 0.98895 | 0.99554 | 0.97449 | 1.057 | 1.0656 | 1.0533 | 1.0844 | 1.0711 | 1.0551 | 1.0523 | 1.0055 | 1.0027 | 0.99108 | 0.9848 | 0.99732 | 1.0219
17a | of which nuclear
17b | of which Lignite
17c | of which Hard Coal
17d | of which Gas
17e | of which Oil
17f | of which Oil Shale
17g | of which Fossil Peat
17h | of which onshore wind |  |  | 0.0033 | 0.0033 | 0.0033 | 0.0033 | 0.0033 | 0.0033 | 0.0033 | 0.0033 | 0.0033 | 0.0033 | 0.0033 | 0.0033 | 0.0033 | 0.0033 | 0.0033 | 0.0033 | 0.0033 | 0.0033 | 0.0033
17i | of which offshore wind |  |  | 0 | 0 | 0 | 0 | 0 | 0 | 0 | 0 | 0 | 0 | 0 | 0 | 0 | 0 | 0 | 0 | 0 | 0 | 0
17j | of which Solar |  |  | 0.2805 | 0.2805 | 0.2805 | 0.2805 | 0.2805 | 0.2805 | 0.2805 | 0.2805 | 0.2805 | 0.2805 | 0.2805 | 0.2805 | 0.2805 | 0.2805 | 0.2805 | 0.2805 | 0.2805 | 0.2805 | 0.27157
17k | of which Biomass
17l | of which other RES (apart from hydro)
17m | Hydro Run of River and Reservoir |  |  | 0.6462 | 0.65835 | 0.71805 | 0.70515 | 0.71174 | 0.69069 | 0.77325 | 0.78178 | 0.76953 | 0.80062 | 0.7873 | 0.77132 | 0.76848 | 0.72172 | 0.71894 | 0.70728 | 0.701 | 0.71352 | 0.74706
17n | Hydro pumping |  |  | 0 | 0 | 0 | 0 | 0 | 0 | 0 | 0 | 0 | 0 | 0 | 0 | 0 | 0 | 0 | 0 | 0 | 0 | 0
17o | of which other non-RES (incl. not clearly identifiable energy sources)
18 | Available capacity (18 = 6 - (7 + 17)) |  |  | 2.9879 | 2.9998 | 2.9401 | 2.929 | 2.9464 | 2.9674 | 2.5029 | 2.5073 | 2.5126 | 2.4885 | 2.4878 | 2.5208 | 2.5346 | 2.5764 | 2.6512 | 2.6078 | 2.6611 | 2.6486 | 2.606
19 | Outages: average expected value (all power stations) under SEVERE conditions |  |  | 0.048471 | 0.048471 | 0.048471 | 0.048471 | 0.048471 | 0.048471 | 0.048471 | 0.048471 | 0.048471 | 0.048471 | 0.048471 | 0.048471 | 0.048471 | 0.048471 | 0.048471 | 0.047781 | 0.048471 | 0.046881 | 0.045711
20 | System services reserve (one hour ahead of real time) under SEVERE conditions |  |  | 0.325 | 0.325 | 0.325 | 0.325 | 0.325 | 0.325 | 0.325 | 0.325 | 0.325 | 0.325 | 0.325 | 0.325 | 0.325 | 0.325 | 0.325 | 0.325 | 0.325 | 0.325 | 0.325
21 | Reliably available capacity under SEVERE conditions (21 = 18 - (19 + 20)) |  |  | 2.6144 | 2.6263 | 2.5666 | 2.5555 | 2.5729 | 2.5939 | 2.1294 | 2.1338 | 2.1391 | 2.115 | 2.1143 | 2.1473 | 2.1612 | 2.2029 | 2.2777 | 2.235 | 2.2876 | 2.2767 | 2.2353
22 | Demand at reference point in time under SEVERE conditions (one in 20 year) |  |  | 2.1172 | 2.1763 | 2.2386 | 2.1886 | 1.994 | 1.8984 | 2.2021 | 2.2131 | 2.241 | 2.2121 | 2.1748 | 2.1024 | 2.1785 | 2.1588 | 2.1005 | 2.0696 | 2.0898 | 1.9887 | 1.8732
23a | Load reduction / demand side response available at reference point in time under SEVERE conditions
23b | Strategic reserves available at reference point in time under SEVERE conditions
24 | Net weekly peak load for SEVERE conditions (24 = 22-23a) |  |  | 2.1172 | 2.1763 | 2.2386 | 2.1886 | 1.994 | 1.8984 | 2.2021 | 2.2131 | 2.241 | 2.2121 | 2.1748 | 2.1024 | 2.1785 | 2.1588 | 2.1005 | 2.0696 | 2.0898 | 1.9887 | 1.8732
25 | Remaining capacity for SEVERE conditions (25 = 21-24) |  |  | 0.49728 | 0.44998 | 0.32798 | 0.36693 | 0.57894 | 0.69554 | -0.072732 | -0.079288 | -0.10187 | -0.097082 | -0.060484 | 0.044948 | -0.017337 | 0.044108 | 0.17716 | 0.16549 | 0.19787 | 0.288 | 0.36207
C1 | Weekly peak load under SEVERE conditions (unrestricted reference point in time) |  |  | 2.3037 | 2.3384 | 2.3499 | 2.3636 | 2.2943 | 2.2092 | 2.3982 | 2.3835 | 2.4518 | 2.3531 | 2.2995 | 2.3111 | 2.4087 | 2.5011 | 2.331 | 2.1557 | 2.2459 | 2.2061 | 2.1746
C2 | Daily hour of expected weekly peak load (CET for winter, but CEST for last week; CEST for summer) |  |  | 13 | 12 | 9 | 9 | 9 | 12 | 12 | 19 | 12 | 12 | 11 | 12 | 12 | 13 | 12 | 20 | 20 | 13 | 12
PART D: ADDITIONAL INFORMATION FOR INTERCONNECTORS (at synchronous peak)
31 | Simultaneous importable capacity |  | From | 3.11 | 3.11 | 3.11 | 3.11 | 3.13 | 3.13 | 3.11 | 3.11 | 3.11 | 3.11 | 3.11 | 3.11 | 3.11 | 3.11 | 3.11 | 3.11 | 3.11 | 3.11 | 3.11
32 | Simultaneous exportable capacity |  | To | 3.18 | 3.18 | 3.18 | 3.18 | 3.07 | 3.07 | 3.18 | 3.18 | 3.18 | 3.18 | 3.18 | 3.18 | 3.18 | 3.18 | 3.18 | 3.18 | 3.18 | 3.18 | 3.18
| The off-peak dates are related to Sunday of each week |  |  | 2019-12-01 | 2019-12-08 | 2019-12-15 | 2019-12-22 | 2019-12-29 | 2020-01-05 | 2020-01-12 | 2020-01-19 | 2020-01-26 | 2020-02-02 | 2020-02-09 | 2020-02-16 | 2020-02-23 | 2020-03-01 | 2020-03-08 | 2020-03-15 | 2020-03-22 | 2020-03-29 | 2020-04-05
| WEEK |  |  | 48 | 49 | 50 | 51 | 52 | 1 | 2 | 3 | 4 | 5 | 6 | 7 | 8 | 9 | 10 | 11 | 12 | 13 | 14
| Time (CET for winter, but CEST for last week of winter; CEST for summer) |  |  | 5:00 | 5:00 | 5:00 | 5:00 | 5:00 | 5:00 | 5:00 | 5:00 | 5:00 | 5:00 | 5:00 | 5:00 | 5:00 | 5:00 | 5:00 | 5:00 | 5:00 | 5:00 | 5:00
PART E: ADDITIONAL INFORMATION FOR NIGHT MIN DEMAND CONDITIONS
33 | Weekly Minimum Demand (overnight valley minimum) |  |  | 1.212 | 1.262 | 1.3107 | 1.217 | 1.144 | 1.169 | 1.2583 | 1.284 | 1.3275 | 1.2817 | 1.2118 | 1.2605 | 1.271 | 1.243 | 1.1898 | 1.1923 | 1.1987 | 1.1025 | 1.1042
34 | Must Run Generation (excluding wind/run of river) |  |  | 0.916 | 0.916 | 0.916 | 0.916 | 0.916 | 0.916 | 0.916 | 0.916 | 0.916 | 0.916 | 0.916 | 0.916 | 0.916 | 0.916 | 0.916 | 0.916 | 0.916 | 0.916 | 0.916
35 | Run of river generation (Must Run) |  |  | 0.021186 | 0.044888 | 0.026307 | 0.033709 | 0.027505 | 0.027703 | 0.041085 | 0.028514 | 0.021717 | 0.019063 | 0.019824 | 0.019307 | 0.019925 | 0.033031 | 0.02242 | 0.01892 | 0.016976 | 0.021706 | 0.018084
36 | Downward balancing reserves (FCR, FRR) |  |  | 0.26 | 0.26 | 0.26 | 0.26 | 0.26 | 0.26 | 0.26 | 0.26 | 0.26 | 0.26 | 0.26 | 0.26 | 0.26 | 0.26 | 0.26 | 0.26 | 0.26 | 0.26 | 0.26
37 | Pumping Storage Capacity available (Power) |  |  | 0 | 0 | 0 | 0 | 0 | 0 | 0 | 0 | 0 | 0 | 0 | 0 | 0 | 0 | 0 | 0 | 0 | 0 | 0
38a | Highest expected onshore wind generation running |  |  | 0.0030719 | 0.0030938 | 0.0031251 | 0.0031224 | 0.0030934 | 0.0030895 | 0.0030648 | 0.0030835 | 0.0030993 | 0.0031289 | 0.0031146 | 0.0030972 | 0.003109 | 0.0030678 | 0.0030212 | 0.003015 | 0.0029672 | 0.0028378 | 0.0029128
38b | Highest expected offshore wind generation running |  |  | 0 | 0 | 0 | 0 | 0 | 0 | 0 | 0 | 0 | 0 | 0 | 0 | 0 | 0 | 0 | 0 | 0 | 0 | 0
39 | DOWNWARD REGULATION CAPABILITIES: 39 = (33+37)-(34+35+36+38a+38b)) |  |  | 0.011742 | 0.038018 | 0.10523 | 0.0041686 | -0.062598 | -0.037792 | 0.0381 | 0.076402 | 0.12668 | 0.083558 | 0.012811 | 0.062096 | 0.071966 | 0.030901 | -0.011691 | -0.005685 | 0.0028068 | -0.098044 | -0.092747
PART Ebis: ADDITIONAL INFORMATION FOR INTERCONNECTORS
Transportable capacity at night minimum demand conditions (high wind conditions)
40 | Simultaneous importable capacity |  | From | 3.13 | 3.13 | 3.13 | 3.13 | 3.13 | 3.13 | 3.13 | 3.13 | 3.13 | 3.13 | 3.13 | 3.13 | 3.13 | 3.13 | 3.13 | 3.13 | 3.13 | 3.13 | 3.13
41 | Simultaneous exportable capacity |  | To | 3.07 | 3.07 | 3.07 | 2.969 | 2.969 | 2.969 | 3.07 | 3.07 | 3.07 | 3.07 | 3.07 | 3.07 | 3.07 | 3.013 | 3.013 | 3.013 | 3.013 | 3.07 | 2.883
| Time (CET for winter, but CEST for last week of winter; CEST for summer) |  |  | 11:00 | 11:00 | 11:00 | 11:00 | 11:00 | 11:00 | 11:00 | 11:00 | 11:00 | 11:00 | 11:00 | 11:00 | 11:00 | 11:00 | 11:00 | 11:00 | 11:00 | 11:00 | 11:00
PART F: ADDITIONAL INFORMATION FOR DAYTIME MIN DEMAND CONDITIONS
42 | Weekly Minimum Daytime Demand (Sunday low peak + solar) |  |  | 1.7613 | 1.781 | 1.8447 | 1.7383 | 1.6103 | 1.6345 | 1.8175 | 1.7935 | 1.8622 | 1.814 | 1.746 | 1.7457 | 1.7605 | 1.724 | 1.6785 | 1.6658 | 1.607 | 1.4672 | 1.5003
43 | Must Run Generation (excluding wind/PV/run of river) |  |  | 0.916 | 0.916 | 0.916 | 0.916 | 0.916 | 0.916 | 0.916 | 0.916 | 0.916 | 0.916 | 0.916 | 0.916 | 0.916 | 0.916 | 0.916 | 0.916 | 0.916 | 0.916 | 0.916
44 | Run of river generation (Must Run) |  |  | 0.23826 | 0.38429 | 0.23346 | 0.29745 | 0.18152 | 0.14257 | 0.29982 | 0.35713 | 0.1828 | 0.23992 | 0.29472 | 0.24501 | 0.24412 | 0.22611 | 0.31234 | 0.21693 | 0.21039 | 0.26585 | 0.12428
45 | Downward balancing reserves (FCR, FRR) |  |  | 0.26 | 0.26 | 0.26 | 0.26 | 0.26 | 0.26 | 0.26 | 0.26 | 0.26 | 0.26 | 0.26 | 0.26 | 0.26 | 0.26 | 0.26 | 0.26 | 0.26 | 0.26 | 0.26
46 | Pumping Storage Capacity available (Power) |  |  | 0 | 0 | 0 | 0 | 0 | 0 | 0 | 0 | 0 | 0 | 0 | 0 | 0 | 0 | 0 | 0 | 0 | 0 | 0
47a | Highest expected onshore wind generation running |  |  | 0.0030794 | 0.0030901 | 0.0031146 | 0.0031064 | 0.0030854 | 0.0030917 | 0.0030867 | 0.003114 | 0.0031234 | 0.0031325 | 0.0031162 | 0.0030931 | 0.0031028 | 0.0030603 | 0.0030318 | 0.0030432 | 0.0029848 | 0.0029051 | 0.0029679
47b | Highest expected offshore wind generation running |  |  | 0 | 0 | 0 | 0 | 0 | 0 | 0 | 0 | 0 | 0 | 0 | 0 | 0 | 0 | 0 | 0 | 0 | 0 | 0
48 | Highest expected solar PV running |  |  | 0.12952 | 0.12373 | 0.11902 | 0.11651 | 0.11641 | 0.11877 | 0.1223 | 0.12705 | 0.13339 | 0.13716 | 0.14619 | 0.15428 | 0.16084 | 0.16784 | 0.17333 | 0.17919 | 0.18399 | 0.18727 | 0.16185
49 | DOWNWARD REGULATION CAPABILITIES: 49 = (42+46)-(43+44+45+47a+47b+48a+48b) |  |  | 0.21448 | 0.093893 | 0.31307 | 0.14526 | 0.13331 | 0.19406 | 0.21629 | 0.1302 | 0.36693 | 0.25779 | 0.12598 | 0.16736 | 0.17644 | 0.15099 | 0.0138 | 0.090595 | 0.033634 | -0.16477 | 0.035153
PART Fbis: ADDITIONAL INFORMATION FOR INTERCONNECTORS
Transportable capacity at daytime minimum demand conditions (high wind and high solar conditions)
50 | Simultaneous importable capacity |  | From | 3.13 | 3.13 | 3.13 | 3.13 | 3.13 | 3.13 | 3.13 | 3.13 | 3.13 | 3.13 | 3.13 | 3.13 | 3.13 | 3.13 | 3.13 | 3.13 | 3.13 | 3.13 | 3.13
51 | Simultaneous exportable capacity |  | To | 3.07 | 2.969 | 3.07 | 2.883 | 2.883 | 2.883 | 3.07 | 3.07 | 3.07 | 3.07 | 3.07 | 3.07 | 2.969 | 2.623 | 2.537 | 2.537 | 2.537 | 2.667 | 2.667

## SE
Winter Outlook Report 2019/2020
| Power Data (all entries are assumed to be >0) |  |  |  |  | SE | [6 empty] | Heating if temperature below: | 14.9588 |  |  |  | Cooling if temperature above: | not detected
| (Net values in GW, at a synchronous time every week) |  |  |  |  | Sweden | [6 empty] | Heating saturation temperature: | -10 |  |  |  | Cooling saturation temperature: | not detected
[13 empty] | Temperature sensitivity in heating [MW/ ͦC] | -429.5052 |  |  |  | Temperature sensitivity in cooling [MW/ ͦC] | not detected
| The peak dates are related to Wednesday of each week |  |  | 2019-11-27 | 2019-12-04 | 2019-12-11 | 2019-12-18 | 2019-12-24 | 2019-12-31 | 2020-01-08 | 2020-01-15 | 2020-01-22 | 2020-01-29 | 2020-02-05 | 2020-02-12 | 2020-02-19 | 2020-02-26 | 2020-03-04 | 2020-03-11 | 2020-03-18 | 2020-03-25 | 2020-04-01
| WEEK |  |  | 48 | 49 | 50 | 51 | 52 | 1 | 2 | 3 | 4 | 5 | 6 | 7 | 8 | 9 | 10 | 11 | 12 | 13 | 14
| Time (CET for winter, but CEST last week; CEST for summer) |  |  | 19:00 | 19:00 | 19:00 | 19:00 | 19:00 | 19:00 | 19:00 | 19:00 | 19:00 | 19:00 | 19:00 | 19:00 | 19:00 | 19:00 | 19:00 | 19:00 | 19:00 | 19:00 | 19:00
Line | PART A : INDIGENOUS NATIONAL GENERATION | Severe conditions Average Forced Outage Rate | Normal conditions Average Forced Outage Rate
Net generating capacity:
1 | Nuclear Power | 10% | 10% | 7.71 | 7.71 | 7.71 | 7.71 | 7.71 | 7.71 | 7.71 | 7.71 | 7.71 | 7.71 | 7.71 | 7.71 | 7.71 | 7.71 | 7.71 | 7.71 | 7.71 | 7.71 | 7.71
2 | Fossil Fuels |  |  | 4.245 | 4.245 | 4.245 | 4.245 | 4.245 | 4.245 | 4.245 | 4.245 | 4.245 | 4.245 | 4.245 | 4.245 | 4.245 | 4.245 | 4.245 | 4.245 | 4.245 | 4.245 | 4.245
2a | of which Lignite | 0% | 0% | 0 | 0 | 0 | 0 | 0 | 0 | 0 | 0 | 0 | 0 | 0 | 0 | 0 | 0 | 0 | 0 | 0 | 0 | 0
2b | of which Hard Coal | 10% | 10% | 0.175 | 0.175 | 0.175 | 0.175 | 0.175 | 0.175 | 0.175 | 0.175 | 0.175 | 0.175 | 0.175 | 0.175 | 0.175 | 0.175 | 0.175 | 0.175 | 0.175 | 0.175 | 0.175
2c | of which Gas | 10% | 10% | 0.78 | 0.78 | 0.78 | 0.78 | 0.78 | 0.78 | 0.78 | 0.78 | 0.78 | 0.78 | 0.78 | 0.78 | 0.78 | 0.78 | 0.78 | 0.78 | 0.78 | 0.78 | 0.78
2d | of which Oil | 10% | 10% | 3.17 | 3.17 | 3.17 | 3.17 | 3.17 | 3.17 | 3.17 | 3.17 | 3.17 | 3.17 | 3.17 | 3.17 | 3.17 | 3.17 | 3.17 | 3.17 | 3.17 | 3.17 | 3.17
2e | of which Oil Shale | 0% | 0% | 0 | 0 | 0 | 0 | 0 | 0 | 0 | 0 | 0 | 0 | 0 | 0 | 0 | 0 | 0 | 0 | 0 | 0 | 0
2f | of which Fossil Peat | 10% | 10% | 0.12 | 0.12 | 0.12 | 0.12 | 0.12 | 0.12 | 0.12 | 0.12 | 0.12 | 0.12 | 0.12 | 0.12 | 0.12 | 0.12 | 0.12 | 0.12 | 0.12 | 0.12 | 0.12
3 | Renewable Energy Sources (other than hydro) |  |  | 14.25 | 14.25 | 14.25 | 14.25 | 14.25 | 14.25 | 14.25 | 14.25 | 14.25 | 14.25 | 14.25 | 14.25 | 14.25 | 14.25 | 14.25 | 14.25 | 14.25 | 14.25 | 14.25
3a | of which onshore wind | 0% | 0% | 9.45 | 9.45 | 9.45 | 9.45 | 9.45 | 9.45 | 9.45 | 9.45 | 9.45 | 9.45 | 9.45 | 9.45 | 9.45 | 9.45 | 9.45 | 9.45 | 9.45 | 9.45 | 9.45
3b | of which offshore wind | 0% | 0% | 0.19 | 0.19 | 0.19 | 0.19 | 0.19 | 0.19 | 0.19 | 0.19 | 0.19 | 0.19 | 0.19 | 0.19 | 0.19 | 0.19 | 0.19 | 0.19 | 0.19 | 0.19 | 0.19
3c | of which Solar (PV) | 0% | 0% | 0.75 | 0.75 | 0.75 | 0.75 | 0.75 | 0.75 | 0.75 | 0.75 | 0.75 | 0.75 | 0.75 | 0.75 | 0.75 | 0.75 | 0.75 | 0.75 | 0.75 | 0.75 | 0.75
3d | of which Biomass | 10% | 10% | 3.58 | 3.58 | 3.58 | 3.58 | 3.58 | 3.58 | 3.58 | 3.58 | 3.58 | 3.58 | 3.58 | 3.58 | 3.58 | 3.58 | 3.58 | 3.58 | 3.58 | 3.58 | 3.58
3e | of which other RES (e.g. tidal, wave, geothermal, RES waste, CSP) | 10% | 10% | 0.28 | 0.28 | 0.28 | 0.28 | 0.28 | 0.28 | 0.28 | 0.28 | 0.28 | 0.28 | 0.28 | 0.28 | 0.28 | 0.28 | 0.28 | 0.28 | 0.28 | 0.28 | 0.28
4a | Hydro Run of River and Reservoir | 0% | 0% | 16.3 | 16.3 | 16.3 | 16.3 | 16.3 | 16.3 | 16.3 | 16.3 | 16.3 | 16.3 | 16.3 | 16.3 | 16.3 | 16.3 | 16.3 | 16.3 | 16.3 | 16.3 | 16.3
4b | Hydro pumping | 0% | 0% | 0 | 0 | 0 | 0 | 0 | 0 | 0 | 0 | 0 | 0 | 0 | 0 | 0 | 0 | 0 | 0 | 0 | 0 | 0
5 | Other non-RES (e.g. CHP non-renewable, waste non-renewable) | 10% | 10% | 0.2 | 0.2 | 0.2 | 0.2 | 0.2 | 0.2 | 0.2 | 0.2 | 0.2 | 0.2 | 0.2 | 0.2 | 0.2 | 0.2 | 0.2 | 0.2 | 0.2 | 0.2 | 0.2
6 | Total Net generating capacity (6 = 1+2+3+4a+4b+5) |  |  | 42.705 | 42.705 | 42.705 | 42.705 | 42.705 | 42.705 | 42.705 | 42.705 | 42.705 | 42.705 | 42.705 | 42.705 | 42.705 | 42.705 | 42.705 | 42.705 | 42.705 | 42.705 | 42.705
7 | Maintenance & Overhauls (planned outages) |  |  | 0.14 | 0.14 | 0.14 | 0.14 | 0.14 | 0.14 | 0.14 | 0.14 | 0.14 | 0.14 | 0.14 | 0.14 | 0.14 | 0.14 | 0 | 0 | 0.88 | 0.88 | 0.88
7a | Nuclear Power |  |  | 0 | 0 | 0 | 0 | 0 | 0 | 0 | 0 | 0 | 0 | 0 | 0 | 0 | 0 | 0 | 0 | 0.88 | 0.88 | 0.88
7b | Lignite
7c | Hard Coal
7d | Gas
7e | Oil
7f | Oil Shale
7g | Fossil Peat
7h | Onshore Wind
7i | Offshore Wind
7j | Solar (PV)
7k | Biomass |  |  | 0 | 0 | 0 | 0 | 0 | 0 | 0 | 0 | 0 | 0 | 0 | 0 | 0 | 0 | 0 | 0 | 0 | 0 | 0
7l | other RES (apart from hydro, including tidal, wave, geothermal, waste renewable, CSP,…)
7m | Hydro Run of River and Reservoir |  |  | 0.14 | 0.14 | 0.14 | 0.14 | 0.14 | 0.14 | 0.14 | 0.14 | 0.14 | 0.14 | 0.14 | 0.14 | 0.14 | 0.14 | 0 | 0 | 0 | 0 | 0
7n | Hydro pumping
7o | Other non-RES (incl. not clearly identifiable energy sources)
PART B : DATA FOR NORMAL CONDITIONS
8 | Non-usable capacity at reference point (all power stations including mothballed, authorization & technical & legal constraints, energy source unavailability etc. ) |  |  | 12.4194 | 12.2066 | 12.0545 | 12.0177 | 11.8174 | 11.7478 | 11.7652 | 11.7229 | 11.8233 | 11.9901 | 12.0793 | 12.2 | 12.3226 | 12.4249 | 12.5029 | 12.738 | 12.9095 | 13.0489 | 13.2742
8a | of which nuclear
8b | of which Lignite
8c | of which Hard Coal
8d | of which Gas |  |  | 0.45 | 0.45 | 0.45 | 0.45 | 0.45 | 0.45 | 0.45 | 0.45 | 0.45 | 0.45 | 0.45 | 0.45 | 0.45 | 0.45 | 0.45 | 0.45 | 0.45 | 0.45 | 0.45
8e | of which Oil |  |  | 1.09 | 1.09 | 1.09 | 1.09 | 1.09 | 1.09 | 1.09 | 1.09 | 1.09 | 1.09 | 1.09 | 1.09 | 1.09 | 1.09 | 1.09 | 1.09 | 1.09 | 1.09 | 1.09
8f | of which Oil Shale
8g | of which Fossil Peat
8h | of which onshore wind |  |  | 6.501 | 6.2893 | 6.1383 | 6.1039 | 5.9042 | 5.8386 | 5.8565 | 5.814 | 5.9169 | 6.0784 | 6.1646 | 6.2847 | 6.4047 | 6.5073 | 6.5866 | 6.8202 | 6.9894 | 7.1266 | 7.3871
8i | of which offshore wind |  |  | 0.11939 | 0.11828 | 0.11728 | 0.11476 | 0.11421 | 0.11013 | 0.10963 | 0.10981 | 0.10735 | 0.11267 | 0.11562 | 0.11626 | 0.11897 | 0.1186 | 0.11732 | 0.11877 | 0.12119 | 0.12434 | 0.12568
8j | of which Solar |  |  | 0.75 | 0.75 | 0.75 | 0.75 | 0.75 | 0.75 | 0.75 | 0.75 | 0.75 | 0.75 | 0.75 | 0.75 | 0.75 | 0.75 | 0.75 | 0.75 | 0.74991 | 0.74895 | 0.71245
8k | of which Biomass |  |  | 0.537 | 0.537 | 0.537 | 0.537 | 0.537 | 0.537 | 0.537 | 0.537 | 0.537 | 0.537 | 0.537 | 0.537 | 0.537 | 0.537 | 0.537 | 0.537 | 0.537 | 0.537 | 0.537
8l | of which other RES (apart from hydro) |  |  | 0.042 | 0.042 | 0.042 | 0.042 | 0.042 | 0.042 | 0.042 | 0.042 | 0.042 | 0.042 | 0.042 | 0.042 | 0.042 | 0.042 | 0.042 | 0.042 | 0.042 | 0.042 | 0.042
8m | Hydro Run of River and Reservoir |  |  | 2.9 | 2.9 | 2.9 | 2.9 | 2.9 | 2.9 | 2.9 | 2.9 | 2.9 | 2.9 | 2.9 | 2.9 | 2.9 | 2.9 | 2.9 | 2.9 | 2.9 | 2.9 | 2.9
8n | Hydro pumping
8o | of which other non-RES (incl. not clearly identifiable energy sources) |  |  | 0.03 | 0.03 | 0.03 | 0.03 | 0.03 | 0.03 | 0.03 | 0.03 | 0.03 | 0.03 | 0.03 | 0.03 | 0.03 | 0.03 | 0.03 | 0.03 | 0.03 | 0.03 | 0.03
9 | Available capacity (9 = 6 - (7 + 8)) |  |  | 30.1456 | 30.3584 | 30.5105 | 30.5473 | 30.7476 | 30.8172 | 30.7998 | 30.8421 | 30.7417 | 30.5749 | 30.4857 | 30.365 | 30.2424 | 30.1401 | 30.2021 | 29.967 | 28.9155 | 28.7761 | 28.5508
10 | Outages: average expected value (all power stations) |  |  | 1.3866 | 1.3866 | 1.3866 | 1.3866 | 1.3866 | 1.3866 | 1.3866 | 1.3866 | 1.3866 | 1.3866 | 1.3866 | 1.3866 | 1.3866 | 1.3866 | 1.3866 | 1.3866 | 1.2986 | 1.2986 | 1.2986
11 | System services reserve (one hour ahead of real time) |  |  | 1.45 | 1.45 | 1.45 | 1.45 | 1.45 | 1.45 | 1.45 | 1.45 | 1.45 | 1.45 | 1.45 | 1.45 | 1.45 | 1.45 | 1.45 | 1.45 | 1.45 | 1.45 | 1.45
12 | Reliably available capacity (12 = 9 - (10 + 11)) |  |  | 27.309 | 27.5218 | 27.6739 | 27.7107 | 27.911 | 27.9806 | 27.9632 | 28.0055 | 27.9051 | 27.7383 | 27.6491 | 27.5284 | 27.4058 | 27.3035 | 27.3655 | 27.1304 | 26.1669 | 26.0275 | 25.8022
13 | Demand at reference point in time |  |  | 24.7731 | 25.1139 | 25.4093 | 25.7033 | 25.8564 | 25.8901 | 25.919 | 25.9492 | 26.0061 | 26.0397 | 26.0338 | 25.9763 | 25.8578 | 25.6706 | 25.54 | 25.409 | 25.0694 | 24.6515 | 24.1593
13b | Population average daily (24h) temperature (degrees Celsius) |  |  | 1.8942 | 1.1443 | 0.47667 | -0.11657 | -0.57696 | -1.0777 | -1.1714 | -1.2934 | -1.4194 | -1.5015 | -1.5027 | -1.3958 | -1.1623 | -0.79166 | -0.3617 | 0.26929 | 1.0332 | 1.9191 | 2.9123
14a | Load reduction / demand side response available at reference point in time |  |  | 0 | 0 | 0 | 0 | 0 | 0 | 0 | 0 | 0 | 0 | 0 | 0 | 0 | 0 | 0 | 0 | 0 | 0 | 0
14b | Strategic reserves available at reference point in time |  |  | 0.767 | 0.767 | 0.767 | 0.767 | 0.767 | 0.767 | 0.767 | 0.767 | 0.767 | 0.767 | 0.767 | 0.767 | 0.767 | 0.767 | 0.767 | 0.767 | 0.767 | 0.767 | 0.767
15 | Net weekly load at reference point in time (15 = 13-14a) |  |  | 24.7731 | 25.1139 | 25.4093 | 25.7033 | 25.8564 | 25.8901 | 25.919 | 25.9492 | 26.0061 | 26.0397 | 26.0338 | 25.9763 | 25.8578 | 25.6706 | 25.54 | 25.409 | 25.0694 | 24.6515 | 24.1593
16 | Remaining capacity at reference point in time (16 = 12- 15) |  |  | 2.5359 | 2.4079 | 2.2646 | 2.0074 | 2.0546 | 2.0905 | 2.0442 | 2.0564 | 1.899 | 1.6987 | 1.6154 | 1.5521 | 1.548 | 1.6329 | 1.8255 | 1.7215 | 1.0975 | 1.376 | 1.6429
B1 | Weekly peak load (unrestricted reference point in time) |  |  | 25.4731 | 25.8139 | 26.1093 | 26.4033 | 26.5564 | 26.5901 | 26.619 | 26.6492 | 26.7061 | 26.7397 | 26.7338 | 26.6763 | 26.5578 | 26.3706 | 26.24 | 26.109 | 25.7694 | 25.3515 | 24.8593
B2 | Daily hour of expected weekly peak load (CET for winter, but CEST for last week; CEST for summer) |  |  | 18 | 18 | 18 | 18 | 18 | 18 | 18 | 18 | 18 | 18 | 18 | 18 | 18 | 18 | 18 | 18 | 18 | 18 | 18
PART C : DATA FOR SEVERE CONDITIONS
17 | Non-usable capacity at reference point (all power stations including mothballed, authorization & technical & legal constraints, energy source unavailability etc. ) |  |  | 14.6253 | 14.5624 | 14.4529 | 14.4901 | 14.3787 | 14.3948 | 14.4976 | 14.5095 | 14.5672 | 14.638 | 14.6774 | 14.6757 | 14.7408 | 14.8402 | 14.8428 | 14.8933 | 14.9157 | 14.946 | 15.0143
17a | of which nuclear
17b | of which Lignite
17c | of which Hard Coal
17d | of which Gas |  |  | 0.45 | 0.45 | 0.45 | 0.45 | 0.45 | 0.45 | 0.45 | 0.45 | 0.45 | 0.45 | 0.45 | 0.45 | 0.45 | 0.45 | 0.45 | 0.45 | 0.45 | 0.45 | 0.45
17e | of which Oil |  |  | 1.09 | 1.09 | 1.09 | 1.09 | 1.09 | 1.09 | 1.09 | 1.09 | 1.09 | 1.09 | 1.09 | 1.09 | 1.09 | 1.09 | 1.09 | 1.09 | 1.09 | 1.09 | 1.09
17f | of which Oil Shale
17g | of which Fossil Peat
17h | of which onshore wind |  |  | 8.6499 | 8.5872 | 8.4782 | 8.5156 | 8.4049 | 8.4222 | 8.5242 | 8.5351 | 8.5938 | 8.6623 | 8.7017 | 8.7001 | 8.7644 | 8.8638 | 8.8669 | 8.9175 | 8.9396 | 8.9693 | 9.0518
17i | of which offshore wind |  |  | 0.17642 | 0.17623 | 0.1757 | 0.17552 | 0.17482 | 0.17358 | 0.17437 | 0.17544 | 0.17441 | 0.17663 | 0.1767 | 0.17663 | 0.17742 | 0.17736 | 0.1769 | 0.17671 | 0.17713 | 0.17765 | 0.17899
17j | of which Solar |  |  | 0.75 | 0.75 | 0.75 | 0.75 | 0.75 | 0.75 | 0.75 | 0.75 | 0.75 | 0.75 | 0.75 | 0.75 | 0.75 | 0.75 | 0.75 | 0.75 | 0.75 | 0.75 | 0.73451
17k | of which Biomass |  |  | 0.537 | 0.537 | 0.537 | 0.537 | 0.537 | 0.537 | 0.537 | 0.537 | 0.537 | 0.537 | 0.537 | 0.537 | 0.537 | 0.537 | 0.537 | 0.537 | 0.537 | 0.537 | 0.537
17l | of which other RES (apart from hydro) |  |  | 0.042 | 0.042 | 0.042 | 0.042 | 0.042 | 0.042 | 0.042 | 0.042 | 0.042 | 0.042 | 0.042 | 0.042 | 0.042 | 0.042 | 0.042 | 0.042 | 0.042 | 0.042 | 0.042
17m | Hydro Run of River and Reservoir |  |  | 2.9 | 2.9 | 2.9 | 2.9 | 2.9 | 2.9 | 2.9 | 2.9 | 2.9 | 2.9 | 2.9 | 2.9 | 2.9 | 2.9 | 2.9 | 2.9 | 2.9 | 2.9 | 2.9
17n | Hydro pumping
17o | of which other non-RES (incl. not clearly identifiable energy sources) |  |  | 0.03 | 0.03 | 0.03 | 0.03 | 0.03 | 0.03 | 0.03 | 0.03 | 0.03 | 0.03 | 0.03 | 0.03 | 0.03 | 0.03 | 0.03 | 0.03 | 0.03 | 0.03 | 0.03
18 | Available capacity (18 = 6 - (7 + 17)) |  |  | 27.9397 | 28.0026 | 28.1121 | 28.0749 | 28.1863 | 28.1702 | 28.0674 | 28.0555 | 27.9978 | 27.927 | 27.8876 | 27.8893 | 27.8242 | 27.7248 | 27.8622 | 27.8117 | 26.9093 | 26.879 | 26.8107
19 | Outages: average expected value (all power stations) under SEVERE conditions |  |  | 1.3866 | 1.3866 | 1.3866 | 1.3866 | 1.3866 | 1.3866 | 1.3866 | 1.3866 | 1.3866 | 1.3866 | 1.3866 | 1.3866 | 1.3866 | 1.3866 | 1.3866 | 1.3866 | 1.2986 | 1.2986 | 1.2986
20 | System services reserve (one hour ahead of real time) under SEVERE conditions |  |  | 1.45 | 1.45 | 1.45 | 1.45 | 1.45 | 1.45 | 1.45 | 1.45 | 1.45 | 1.45 | 1.45 | 1.45 | 1.45 | 1.45 | 1.45 | 1.45 | 1.45 | 1.45 | 1.45
21 | Reliably available capacity under SEVERE conditions (21 = 18 - (19 + 20)) |  |  | 25.1031 | 25.166 | 25.2755 | 25.2383 | 25.3497 | 25.3336 | 25.2308 | 25.2189 | 25.1612 | 25.0904 | 25.051 | 25.0527 | 24.9876 | 24.8882 | 25.0256 | 24.9751 | 24.1607 | 24.1304 | 24.0621
22 | Demand at reference point in time under SEVERE conditions (one in 20 year) |  |  | 26.2731 | 26.6139 | 26.9093 | 27.2033 | 27.3564 | 27.3901 | 27.419 | 27.4492 | 27.5061 | 27.5397 | 27.5338 | 27.4763 | 27.3578 | 27.1706 | 27.04 | 26.909 | 26.5694 | 26.1515 | 25.6593
23a | Load reduction / demand side response available at reference point in time under SEVERE conditions |  |  | 0 | 0 | 0 | 0 | 0 | 0 | 0 | 0 | 0 | 0 | 0 | 0 | 0 | 0 | 0 | 0 | 0 | 0 | 0
23b | Strategic reserves available at reference point in time under SEVERE conditions |  |  | 0.767 | 0.767 | 0.767 | 0.767 | 0.767 | 0.767 | 0.767 | 0.767 | 0.767 | 0.767 | 0.767 | 0.767 | 0.767 | 0.767 | 0.767 | 0.767 | 0.767 | 0.767 | 0.767
24 | Net weekly peak load for SEVERE conditions (24 = 22-23a) |  |  | 26.2731 | 26.6139 | 26.9093 | 27.2033 | 27.3564 | 27.3901 | 27.419 | 27.4492 | 27.5061 | 27.5397 | 27.5338 | 27.4763 | 27.3578 | 27.1706 | 27.04 | 26.909 | 26.5694 | 26.1515 | 25.6593
25 | Remaining capacity for SEVERE conditions (25 = 21-24) |  |  | -1.17 | -1.4479 | -1.6337 | -1.965 | -2.0067 | -2.0565 | -2.1882 | -2.2303 | -2.3449 | -2.4492 | -2.4828 | -2.4236 | -2.3702 | -2.2824 | -2.0144 | -1.9338 | -2.4087 | -2.0211 | -1.5972
C1 | Weekly peak load under SEVERE conditions (unrestricted reference point in time) |  |  | 26.9731 | 27.3139 | 27.6093 | 27.9033 | 28.0564 | 28.0901 | 28.119 | 28.1492 | 28.2061 | 28.2397 | 28.2338 | 28.1763 | 28.0578 | 27.8706 | 27.74 | 27.609 | 27.2694 | 26.8515 | 26.3593
C2 | Daily hour of expected weekly peak load (CET for winter, but CEST for last week; CEST for summer) |  |  | 18 | 18 | 18 | 18 | 18 | 18 | 18 | 18 | 18 | 18 | 18 | 18 | 18 | 18 | 18 | 18 | 18 | 18 | 18
PART D: ADDITIONAL INFORMATION FOR INTERCONNECTORS (at synchronous peak)
31 | Simultaneous importable capacity |  | From | 10.35 | 10.35 | 10.35 | 10.35 | 10.35 | 10.35 | 10.35 | 10.35 | 10.35 | 10.35 | 10.35 | 10.35 | 10.35 | 10.35 | 10.35 | 10.35 | 10.35 | 10.35 | 10.35
32 | Simultaneous exportable capacity |  | To | 10.59 | 10.59 | 10.59 | 10.59 | 10.59 | 10.59 | 10.59 | 10.59 | 10.59 | 10.59 | 10.59 | 10.59 | 10.59 | 10.59 | 10.59 | 10.59 | 10.59 | 10.59 | 10.59
| The off-peak dates are related to Sunday of each week |  |  | 2019-12-01 | 2019-12-08 | 2019-12-15 | 2019-12-22 | 2019-12-29 | 2020-01-05 | 2020-01-12 | 2020-01-19 | 2020-01-26 | 2020-02-02 | 2020-02-09 | 2020-02-16 | 2020-02-23 | 2020-03-01 | 2020-03-08 | 2020-03-15 | 2020-03-22 | 2020-03-29 | 2020-04-05
| WEEK |  |  | 48 | 49 | 50 | 51 | 52 | 1 | 2 | 3 | 4 | 5 | 6 | 7 | 8 | 9 | 10 | 11 | 12 | 13 | 14
| Time (CET for winter, but CEST for last week of winter; CEST for summer) |  |  | 5:00 | 5:00 | 5:00 | 5:00 | 5:00 | 5:00 | 5:00 | 5:00 | 5:00 | 5:00 | 5:00 | 5:00 | 5:00 | 5:00 | 5:00 | 5:00 | 5:00 | 5:00 | 5:00
PART E: ADDITIONAL INFORMATION FOR NIGHT MIN DEMAND CONDITIONS
33 | Weekly Minimum Demand (overnight valley minimum) |  |  | 16.1 | 16.33 | 16.56 | 16.15 | 15.77 | 16.71 | 17.25 | 17.22 | 17.2 | 16.99 | 17.16 | 17.06 | 16.38 | 15.89 | 15.57 | 15.38 | 14.85 | 14.09 | 14.09
34 | Must Run Generation (excluding wind/run of river) |  |  | 8.75 | 9.57 | 9.48 | 9.36 | 9.57 | 9.42 | 9.71 | 9.69 | 9.78 | 9.77 | 9.78 | 9.56 | 9.6 | 9.53 | 9.42 | 9.3 | 9.26 | 9.3 | 9.3
35 | Run of river generation (Must Run) |  |  | 1.33 | 1.35 | 1.22 | 1.3 | 1.28 | 1.14 | 1.19 | 1.12 | 1.09 | 0.96 | 1.02 | 1.07 | 0.98 | 1.11 | 1.13 | 1.11 | 1.01 | 1.2 | 1.2
36 | Downward balancing reserves (FCR, FRR) |  |  | 0 | 0 | 0 | 0 | 0 | 0 | 0 | 0 | 0 | 0 | 0 | 0 | 0 | 0 | 0 | 0 | 0 | 0 | 0
37 | Pumping Storage Capacity available (Power) |  |  | 0 | 0 | 0 | 0 | 0 | 0 | 0 | 0 | 0 | 0 | 0 | 0 | 0 | 0 | 0 | 0 | 0 | 0 | 0
38a | Highest expected onshore wind generation running |  |  | 7.2946 | 7.3573 | 7.2946 | 7.2023 | 7.3051 | 7.4583 | 7.4666 | 7.4583 | 7.5089 | 7.0892 | 7.1515 | 6.9658 | 6.8775 | 6.924 | 6.6458 | 6.5221 | 6.2808 | 6.1225 | 6.1359
38b | Highest expected offshore wind generation running |  |  | 0.15873 | 0.16027 | 0.16067 | 0.15944 | 0.1598 | 0.16175 | 0.1609 | 0.16145 | 0.16258 | 0.1563 | 0.15596 | 0.15474 | 0.15118 | 0.15121 | 0.14593 | 0.14138 | 0.137 | 0.13627 | 0.1379
39 | DOWNWARD REGULATION CAPABILITIES: 39 = (33+37)-(34+35+36+38a+38b)) |  |  | -1.4333 | -2.1076 | -1.5953 | -1.8718 | -2.5449 | -1.4701 | -1.2775 | -1.2098 | -1.3415 | -0.98547 | -0.94745 | -0.69051 | -1.2287 | -1.8253 | -1.7717 | -1.6935 | -1.8378 | -2.6688 | -2.6838
PART Ebis: ADDITIONAL INFORMATION FOR INTERCONNECTORS
Transportable capacity at night minimum demand conditions (high wind conditions)
40 | Simultaneous importable capacity |  | From | 10.35 | 10.35 | 10.35 | 10.35 | 10.35 | 10.35 | 10.35 | 10.35 | 10.35 | 10.35 | 10.35 | 10.35 | 10.35 | 10.35 | 10.35 | 10.35 | 10.35 | 10.35 | 10.35
41 | Simultaneous exportable capacity |  | To | 10.59 | 10.59 | 10.59 | 10.59 | 10.59 | 10.59 | 10.59 | 10.59 | 10.59 | 10.59 | 10.59 | 10.59 | 10.59 | 10.59 | 10.59 | 10.59 | 10.59 | 10.59 | 10.59
| Time (CET for winter, but CEST for last week of winter; CEST for summer) |  |  | 11:00 | 11:00 | 11:00 | 11:00 | 11:00 | 11:00 | 11:00 | 11:00 | 11:00 | 11:00 | 11:00 | 11:00 | 11:00 | 11:00 | 11:00 | 11:00 | 11:00 | 11:00 | 11:00
PART F: ADDITIONAL INFORMATION FOR DAYTIME MIN DEMAND CONDITIONS
42 | Weekly Minimum Daytime Demand (Sunday low peak + solar) |  |  | 18.56 | 18.85 | 19.12 | 18.69 | 18.25 | 19.3 | 19.91 | 19.87 | 19.86 | 19.59 | 19.8 | 19.69 | 18.88 | 18.29 | 17.92 | 17.7 | 17.08 | 16.17 | 16.17
43 | Must Run Generation (excluding wind/PV/run of river) |  |  | 8.77 | 9.55 | 9.52 | 9.4 | 9.66 | 9.45 | 9.81 | 9.78 | 9.85 | 9.79 | 9.8 | 9.6 | 9.6 | 9.55 | 9.39 | 9.24 | 9.2 | 9.24 | 9.24
44 | Run of river generation (Must Run) |  |  | 1.33 | 1.35 | 1.22 | 1.3 | 1.28 | 1.14 | 1.19 | 1.12 | 1.09 | 0.96 | 1.02 | 1.07 | 0.98 | 1.11 | 1.13 | 1.11 | 1.01 | 1.2 | 1.2
45 | Downward balancing reserves (FCR, FRR) |  |  | 0 | 0 | 0 | 0 | 0 | 0 | 0 | 0 | 0 | 0 | 0 | 0 | 0 | 0 | 0 | 0 | 0 | 0 | 0
46 | Pumping Storage Capacity available (Power) |  |  | 0 | 0 | 0 | 0 | 0 | 0 | 0 | 0 | 0 | 0 | 0 | 0 | 0 | 0 | 0 | 0 | 0 | 0 | 0
47a | Highest expected onshore wind generation running |  |  | 7.1565 | 7.3336 | 7.3088 | 7.267 | 7.397 | 7.5223 | 7.4287 | 7.3851 | 7.4493 | 7.151 | 7.1228 | 6.9394 | 6.768 | 6.6972 | 6.5297 | 6.3273 | 6.1595 | 6.0019 | 5.8805
47b | Highest expected offshore wind generation running |  |  | 0.15873 | 0.16079 | 0.1627 | 0.16185 | 0.16425 | 0.16579 | 0.16431 | 0.16275 | 0.16354 | 0.15768 | 0.15687 | 0.15642 | 0.15184 | 0.15129 | 0.14855 | 0.14437 | 0.13895 | 0.1366 | 0.13643
48 | Highest expected solar PV running |  |  | 0.083023 | 0.067857 | 0.059847 | 0.057104 | 0.058522 | 0.067313 | 0.083885 | 0.10629 | 0.13404 | 0.15682 | 0.19167 | 0.2248 | 0.2582 | 0.28332 | 0.30458 | 0.33837 | 0.35739 | 0.38411 | 0.3457
49 | DOWNWARD REGULATION CAPABILITIES: 49 = (42+46)-(43+44+45+47a+47b+48a+48b) |  |  | 1.0618 | 0.38772 | 0.84868 | 0.50408 | -0.30981 | 0.95462 | 1.2331 | 1.3158 | 1.1731 | 1.3745 | 1.5086 | 1.6994 | 1.1219 | 0.49818 | 0.41718 | 0.53997 | 0.21421 | -0.79257 | -0.63263
PART Fbis: ADDITIONAL INFORMATION FOR INTERCONNECTORS
Transportable capacity at daytime minimum demand conditions (high wind and high solar conditions)
50 | Simultaneous importable capacity |  | From | 10.35 | 10.35 | 10.35 | 10.35 | 10.35 | 10.35 | 10.35 | 10.35 | 10.35 | 10.35 | 10.35 | 10.35 | 10.35 | 10.35 | 10.35 | 10.35 | 10.35 | 10.35 | 10.35
51 | Simultaneous exportable capacity |  | To | 10.59 | 10.59 | 10.59 | 10.59 | 10.59 | 10.59 | 10.59 | 10.59 | 10.59 | 10.59 | 10.59 | 10.59 | 10.59 | 10.59 | 10.59 | 10.59 | 10.59 | 10.59 | 10.59

## RS
Winter Outlook Report 2019/2020
| Power Data (all entries are assumed to be >0) |  |  |  |  | RS | [6 empty] | Heating if temperature below: | 20.548 |  |  |  | Cooling if temperature above: | 25.548
| (Net values in GW, at a synchronous time every week) |  |  |  |  | Serbia | [6 empty] | Heating saturation temperature: | -1 |  |  |  | Cooling saturation temperature: | not detected
[13 empty] | Temperature sensitivity in heating [MW/ ͦC] | -128.9933 |  |  |  | Temperature sensitivity in cooling [MW/ ͦC] | 105.8505
| The peak dates are related to Wednesday of each week |  |  | 2019-11-27 | 2019-12-04 | 2019-12-11 | 2019-12-18 | 2019-12-24 | 2019-12-31 | 2020-01-08 | 2020-01-15 | 2020-01-22 | 2020-01-29 | 2020-02-05 | 2020-02-12 | 2020-02-19 | 2020-02-26 | 2020-03-04 | 2020-03-11 | 2020-03-18 | 2020-03-25 | 2020-04-01
| WEEK |  |  | 48 | 49 | 50 | 51 | 52 | 1 | 2 | 3 | 4 | 5 | 6 | 7 | 8 | 9 | 10 | 11 | 12 | 13 | 14
| Time (CET for winter, but CEST last week; CEST for summer) |  |  | 19:00 | 19:00 | 19:00 | 19:00 | 19:00 | 19:00 | 19:00 | 19:00 | 19:00 | 19:00 | 19:00 | 19:00 | 19:00 | 19:00 | 19:00 | 19:00 | 19:00 | 19:00 | 19:00
Line | PART A : INDIGENOUS NATIONAL GENERATION | Severe conditions Average Forced Outage Rate | Normal conditions Average Forced Outage Rate
Net generating capacity:
1 | Nuclear Power | 5% | 5%
2 | Fossil Fuels |  |  | 5.522 | 5.522 | 5.522 | 5.522 | 5.522 | 5.522 | 5.522 | 5.522 | 5.522 | 5.522 | 5.522 | 5.522 | 5.522 | 5.522 | 5.522 | 5.522 | 5.522 | 5.522 | 5.522
2a | of which Lignite | 9% | 9% | 5.314 | 5.314 | 5.314 | 5.314 | 5.314 | 5.314 | 5.314 | 5.314 | 5.314 | 5.314 | 5.314 | 5.314 | 5.314 | 5.314 | 5.314 | 5.314 | 5.314 | 5.314 | 5.314
2b | of which Hard Coal | 9% | 9%
2c | of which Gas | 7% | 7% | 0.208 | 0.208 | 0.208 | 0.208 | 0.208 | 0.208 | 0.208 | 0.208 | 0.208 | 0.208 | 0.208 | 0.208 | 0.208 | 0.208 | 0.208 | 0.208 | 0.208 | 0.208 | 0.208
2d | of which Oil | 9% | 9%
2e | of which Oil Shale | 8.75% | 8.75%
2f | of which Fossil Peat | 8.75% | 8.75%
3 | Renewable Energy Sources (other than hydro) |  |  | 0.37396 | 0.37396 | 0.37396 | 0.37396 | 0.37396 | 0.37396 | 0.37396 | 0.37396 | 0.37396 | 0.37396 | 0.37396 | 0.37396 | 0.37396 | 0.37396 | 0.37396 | 0.37396 | 0.37396 | 0.37396 | 0.37396
3a | of which onshore wind | 0% | 0% | 0.37396 | 0.37396 | 0.37396 | 0.37396 | 0.37396 | 0.37396 | 0.37396 | 0.37396 | 0.37396 | 0.37396 | 0.37396 | 0.37396 | 0.37396 | 0.37396 | 0.37396 | 0.37396 | 0.37396 | 0.37396 | 0.37396
3b | of which offshore wind | 0% | 0%
3c | of which Solar (PV) | 0% | 0%
3d | of which Biomass | 0% | 0%
3e | of which other RES (e.g. tidal, wave, geothermal, RES waste, CSP) | 0% | 0%
4a | Hydro Run of River and Reservoir | 0% | 0% | 2.3906 | 2.3906 | 2.3906 | 2.3906 | 2.3906 | 2.3906 | 2.3906 | 2.3906 | 2.3906 | 2.3906 | 2.3906 | 2.3906 | 2.3906 | 2.3906 | 2.3906 | 2.3906 | 2.3906 | 2.3906 | 2.3906
4b | Hydro pumping | 0% | 0% | 0.614 | 0.614 | 0.614 | 0.614 | 0.614 | 0.614 | 0.614 | 0.614 | 0.614 | 0.614 | 0.614 | 0.614 | 0.614 | 0.614 | 0.614 | 0.614 | 0.614 | 0.614 | 0.614
5 | Other non-RES (e.g. CHP non-renewable, waste non-renewable) | 0% | 0%
6 | Total Net generating capacity (6 = 1+2+3+4a+4b+5) |  |  | 8.9006 | 8.9006 | 8.9006 | 8.9006 | 8.9006 | 8.9006 | 8.9006 | 8.9006 | 8.9006 | 8.9006 | 8.9006 | 8.9006 | 8.9006 | 8.9006 | 8.9006 | 8.9006 | 8.9006 | 8.9006 | 8.9006
7 | Maintenance & Overhauls (planned outages) |  |  | 0.557 | 0.5433 | 0.5433 | 0.2273 | 0.2273 | 0.2273 | 0.2273 | 0.2273 | 0.2003 | 0.2003 | 0.2003 | 0.2003 | 0.2003 | 0.5103 | 0.5103 | 0.5103 | 0.5103 | 0.5103 | 0.5103
7a | Nuclear Power
7b | Lignite |  |  | 0.316 | 0.316 | 0.316 | 0 | 0 | 0 | 0 | 0 | 0 | 0 | 0 | 0 | 0 | 0.31 | 0.31 | 0.31 | 0.31 | 0.31 | 0.31
7c | Hard Coal
7d | Gas |  |  | 0 | 0 | 0 | 0 | 0 | 0 | 0 | 0 | 0 | 0 | 0 | 0 | 0 | 0 | 0 | 0 | 0 | 0 | 0
7e | Oil
7f | Oil Shale
7g | Fossil Peat
7h | Onshore Wind |  |  | 0 | 0 | 0 | 0 | 0 | 0 | 0 | 0 | 0 | 0 | 0 | 0 | 0 | 0 | 0 | 0 | 0 | 0 | 0
7i | Offshore Wind
7j | Solar (PV)
7k | Biomass
7l | other RES (apart from hydro, including tidal, wave, geothermal, waste renewable, CSP,…)
7m | Hydro Run of River and Reservoir |  |  | 0.241 | 0.2273 | 0.2273 | 0.2273 | 0.2273 | 0.2273 | 0.2273 | 0.2273 | 0.2003 | 0.2003 | 0.2003 | 0.2003 | 0.2003 | 0.2003 | 0.2003 | 0.2003 | 0.2003 | 0.2003 | 0.2003
7n | Hydro pumping |  |  | 0 | 0 | 0 | 0 | 0 | 0 | 0 | 0 | 0 | 0 | 0 | 0 | 0 | 0 | 0 | 0 | 0 | 0 | 0
7o | Other non-RES (incl. not clearly identifiable energy sources)
PART B : DATA FOR NORMAL CONDITIONS
8 | Non-usable capacity at reference point (all power stations including mothballed, authorization & technical & legal constraints, energy source unavailability etc. ) |  |  | 0.56004 | 0.56077 | 0.55987 | 0.55538 | 0.55562 | 0.55678 | 0.55732 | 0.55855 | 0.55449 | 0.55155 | 0.55128 | 0.55466 | 0.55466 | 0.55851 | 0.5623 | 0.56068 | 0.5689 | 0.56587 | 0.57377
8a | of which nuclear
8b | of which Lignite |  |  | 0.211 | 0.211 | 0.211 | 0.211 | 0.211 | 0.211 | 0.211 | 0.211 | 0.211 | 0.211 | 0.211 | 0.211 | 0.211 | 0.211 | 0.211 | 0.211 | 0.211 | 0.211 | 0.211
8c | of which Hard Coal
8d | of which Gas |  |  | 0.048 | 0.048 | 0.048 | 0.048 | 0.048 | 0.048 | 0.048 | 0.048 | 0.048 | 0.048 | 0.048 | 0.048 | 0.048 | 0.048 | 0.048 | 0.048 | 0.048 | 0.048 | 0.048
8e | of which Oil
8f | of which Oil Shale
8g | of which Fossil Peat
8h | of which onshore wind |  |  | 0.30104 | 0.30177 | 0.30087 | 0.29638 | 0.29662 | 0.29778 | 0.29832 | 0.29955 | 0.29549 | 0.29255 | 0.29228 | 0.29566 | 0.29566 | 0.29951 | 0.3033 | 0.30168 | 0.3099 | 0.30687 | 0.31477
8i | of which offshore wind |  |  | 0 | 0 | 0 | 0 | 0 | 0 | 0 | 0 | 0 | 0 | 0 | 0 | 0 | 0 | 0 | 0 | 0 | 0 | 0
8j | of which Solar |  |  | 0 | 0 | 0 | 0 | 0 | 0 | 0 | 0 | 0 | 0 | 0 | 0 | 0 | 0 | 0 | 0 | 0 | 0 | 0
8k | of which Biomass
8l | of which other RES (apart from hydro)
8m | Hydro Run of River and Reservoir |  |  | 0 | 0 | 0 | 0 | 0 | 0 | 0 | 0 | 0 | 0 | 0 | 0 | 0 | 0 | 0 | 0 | 0 | 0 | 0
8n | Hydro pumping |  |  | 0 | 0 | 0 | 0 | 0 | 0 | 0 | 0 | 0 | 0 | 0 | 0 | 0 | 0 | 0 | 0 | 0 | 0 | 0
8o | of which other non-RES (incl. not clearly identifiable energy sources)
9 | Available capacity (9 = 6 - (7 + 8)) |  |  | 7.7835 | 7.7965 | 7.7974 | 8.1179 | 8.1176 | 8.1165 | 8.1159 | 8.1147 | 8.1458 | 8.1487 | 8.149 | 8.1456 | 8.1456 | 7.8317 | 7.8279 | 7.8296 | 7.8214 | 7.8244 | 7.8165
10 | Outages: average expected value (all power stations) |  |  | 0.44203 | 0.44203 | 0.44203 | 0.47047 | 0.47047 | 0.47047 | 0.47047 | 0.47047 | 0.47047 | 0.47047 | 0.47047 | 0.47047 | 0.47047 | 0.44257 | 0.44257 | 0.44257 | 0.44257 | 0.44257 | 0.44257
11 | System services reserve (one hour ahead of real time) |  |  | 0.125 | 0.125 | 0.125 | 0.125 | 0.125 | 0.125 | 0.125 | 0.125 | 0.125 | 0.125 | 0.125 | 0.125 | 0.125 | 0.125 | 0.125 | 0.125 | 0.125 | 0.125 | 0.125
12 | Reliably available capacity (12 = 9 - (10 + 11)) |  |  | 7.2165 | 7.2295 | 7.2304 | 7.5224 | 7.5222 | 7.521 | 7.5205 | 7.5192 | 7.5503 | 7.5532 | 7.5535 | 7.5501 | 7.5501 | 7.2642 | 7.2604 | 7.262 | 7.2538 | 7.2568 | 7.2489
13 | Demand at reference point in time |  |  | 6.551 | 6.669 | 6.91 | 6.845 | 6.414 | 6.77 | 6.86 | 6.746 | 6.939 | 6.845 | 6.791 | 6.591 | 6.514 | 6.426 | 6.4 | 6.194 | 5.931 | 6.194 | 5.931
13b | Population average daily (24h) temperature (degrees Celsius) |  |  | 4.5157 | 3.4068 | 2.5168 | 1.9055 | 1.6535 | 1.7415 | 1.0028 | 0.82211 | 0.92081 | 1.2608 | 1.8074 | 2.5289 | 3.3964 | 4.3838 | 5.3071 | 6.4549 | 7.6592 | 8.9016 | 10.1648
14a | Load reduction / demand side response available at reference point in time |  |  | 0.1 | 0.1 | 0.1 | 0.1 | 0.1 | 0.1 | 0.1 | 0.1 | 0.1 | 0.1 | 0.1 | 0.1 | 0.1 | 0.1 | 0.1 | 0.1 | 0.1 | 0.1 | 0.1
14b | Strategic reserves available at reference point in time
15 | Net weekly load at reference point in time (15 = 13-14a) |  |  | 6.451 | 6.569 | 6.81 | 6.745 | 6.314 | 6.67 | 6.76 | 6.646 | 6.839 | 6.745 | 6.691 | 6.491 | 6.414 | 6.326 | 6.3 | 6.094 | 5.831 | 6.094 | 5.831
16 | Remaining capacity at reference point in time (16 = 12- 15) |  |  | 0.76548 | 0.66045 | 0.42035 | 0.7774 | 1.2082 | 0.851 | 0.76046 | 0.87323 | 0.71129 | 0.80823 | 0.8625 | 1.0591 | 1.1361 | 0.93817 | 0.96038 | 1.168 | 1.4228 | 1.1628 | 1.4179
B1 | Weekly peak load (unrestricted reference point in time) |  |  | 6.551 | 6.773 | 6.941 | 6.93 | 6.856 | 6.805 | 6.88 | 6.804 | 6.959 | 6.939 | 6.791 | 6.623 | 6.523 | 6.469 | 6.501 | 6.323 | 6.184 | 6.323 | 6.184
B2 | Daily hour of expected weekly peak load (CET for winter, but CEST for last week; CEST for summer) |  |  | 19 | 18 | 18 | 18 | 18 | 18 | 19 | 19 | 19 | 19 | 19 | 19 | 20 | 20 | 20 | 20 | 20 | 20 | 20
PART C : DATA FOR SEVERE CONDITIONS
17 | Non-usable capacity at reference point (all power stations including mothballed, authorization & technical & legal constraints, energy source unavailability etc. ) |  |  | 0.62653 | 0.62655 | 0.62628 | 0.62555 | 0.62541 | 0.62566 | 0.62624 | 0.62663 | 0.62646 | 0.62596 | 0.62541 | 0.62602 | 0.62594 | 0.62706 | 0.62788 | 0.62781 | 0.62828 | 0.62765 | 0.62847
17a | of which nuclear
17b | of which Lignite |  |  | 0.211 | 0.211 | 0.211 | 0.211 | 0.211 | 0.211 | 0.211 | 0.211 | 0.211 | 0.211 | 0.211 | 0.211 | 0.211 | 0.211 | 0.211 | 0.211 | 0.211 | 0.211 | 0.211
17c | of which Hard Coal
17d | of which Gas |  |  | 0.048 | 0.048 | 0.048 | 0.048 | 0.048 | 0.048 | 0.048 | 0.048 | 0.048 | 0.048 | 0.048 | 0.048 | 0.048 | 0.048 | 0.048 | 0.048 | 0.048 | 0.048 | 0.048
17e | of which Oil
17f | of which Oil Shale
17g | of which Fossil Peat
17h | of which onshore wind |  |  | 0.36753 | 0.36755 | 0.36728 | 0.36655 | 0.36641 | 0.36666 | 0.36724 | 0.36763 | 0.36746 | 0.36696 | 0.36641 | 0.36702 | 0.36694 | 0.36806 | 0.36888 | 0.36881 | 0.36928 | 0.36865 | 0.36947
17i | of which offshore wind |  |  | 0 | 0 | 0 | 0 | 0 | 0 | 0 | 0 | 0 | 0 | 0 | 0 | 0 | 0 | 0 | 0 | 0 | 0 | 0
17j | of which Solar |  |  | 0 | 0 | 0 | 0 | 0 | 0 | 0 | 0 | 0 | 0 | 0 | 0 | 0 | 0 | 0 | 0 | 0 | 0 | 0
17k | of which Biomass
17l | of which other RES (apart from hydro)
17m | Hydro Run of River and Reservoir |  |  | 0 | 0 | 0 | 0 | 0 | 0 | 0 | 0 | 0 | 0 | 0 | 0 | 0 | 0 | 0 | 0 | 0 | 0 | 0
17n | Hydro pumping |  |  | 0 | 0 | 0 | 0 | 0 | 0 | 0 | 0 | 0 | 0 | 0 | 0 | 0 | 0 | 0 | 0 | 0 | 0 | 0
17o | of which other non-RES (incl. not clearly identifiable energy sources)
18 | Available capacity (18 = 6 - (7 + 17)) |  |  | 7.717 | 7.7307 | 7.731 | 8.0477 | 8.0478 | 8.0476 | 8.047 | 8.0466 | 8.0738 | 8.0743 | 8.0748 | 8.0742 | 8.0743 | 7.7632 | 7.7624 | 7.7624 | 7.762 | 7.7626 | 7.7618
19 | Outages: average expected value (all power stations) under SEVERE conditions |  |  | 0.44203 | 0.44203 | 0.44203 | 0.47047 | 0.47047 | 0.47047 | 0.47047 | 0.47047 | 0.47047 | 0.47047 | 0.47047 | 0.47047 | 0.47047 | 0.44257 | 0.44257 | 0.44257 | 0.44257 | 0.44257 | 0.44257
20 | System services reserve (one hour ahead of real time) under SEVERE conditions |  |  | 0.125 | 0.125 | 0.125 | 0.125 | 0.125 | 0.125 | 0.125 | 0.125 | 0.125 | 0.125 | 0.125 | 0.125 | 0.125 | 0.125 | 0.125 | 0.125 | 0.125 | 0.125 | 0.125
21 | Reliably available capacity under SEVERE conditions (21 = 18 - (19 + 20)) |  |  | 7.15 | 7.1637 | 7.1639 | 7.4522 | 7.4524 | 7.4521 | 7.4515 | 7.4511 | 7.4783 | 7.4788 | 7.4794 | 7.4788 | 7.4788 | 7.1956 | 7.1948 | 7.1949 | 7.1944 | 7.195 | 7.1942
22 | Demand at reference point in time under SEVERE conditions (one in 20 year) |  |  | 6.8786 | 7.0024 | 7.2555 | 7.1872 | 6.7347 | 7.1085 | 7.203 | 7.0833 | 7.286 | 7.1872 | 7.1306 | 6.9206 | 6.8397 | 6.7473 | 6.72 | 6.5037 | 6.2275 | 6.5037 | 6.2275
23a | Load reduction / demand side response available at reference point in time under SEVERE conditions |  |  | 0.1 | 0.1 | 0.1 | 0.1 | 0.1 | 0.1 | 0.1 | 0.1 | 0.1 | 0.1 | 0.1 | 0.1 | 0.1 | 0.1 | 0.1 | 0.1 | 0.1 | 0.1 | 0.1
23b | Strategic reserves available at reference point in time under SEVERE conditions
24 | Net weekly peak load for SEVERE conditions (24 = 22-23a) |  |  | 6.7786 | 6.9024 | 7.1555 | 7.0873 | 6.6347 | 7.0085 | 7.103 | 6.9833 | 7.186 | 7.0873 | 7.0306 | 6.8206 | 6.7397 | 6.6473 | 6.62 | 6.4037 | 6.1276 | 6.4037 | 6.1276
25 | Remaining capacity for SEVERE conditions (25 = 21-24) |  |  | 0.37144 | 0.26122 | 0.0084372 | 0.36498 | 0.81767 | 0.44362 | 0.34854 | 0.46785 | 0.29237 | 0.39157 | 0.44882 | 0.65821 | 0.73914 | 0.54832 | 0.5748 | 0.79117 | 1.0668 | 0.79133 | 1.0667
C1 | Weekly peak load under SEVERE conditions (unrestricted reference point in time) |  |  | 6.8786 | 7.1117 | 7.2881 | 7.2765 | 7.1988 | 7.1452 | 7.224 | 7.1442 | 7.3069 | 7.286 | 7.1306 | 6.9542 | 6.8491 | 6.7925 | 6.8261 | 6.6392 | 6.4932 | 6.6392 | 6.4932
C2 | Daily hour of expected weekly peak load (CET for winter, but CEST for last week; CEST for summer) |  |  | 19 | 18 | 18 | 18 | 18 | 18 | 19 | 19 | 19 | 19 | 19 | 19 | 20 | 20 | 20 | 20 | 20 | 20 | 20
PART D: ADDITIONAL INFORMATION FOR INTERCONNECTORS (at synchronous peak)
31 | Simultaneous importable capacity |  | From | 3.498 | 3.98 | 3.98 | 3.98 | 3.98 | 3.98 | 4.12 | 4.12 | 4.12 | 4.12 | 4.07 | 4.07 | 4.07 | 4.07 | 3.395 | 3.395 | 3.395 | 3.395 | 3.395
32 | Simultaneous exportable capacity |  | To | 4.488 | 4.438 | 4.438 | 4.438 | 4.438 | 4.438 | 4.5 | 4.5 | 4.5 | 4.5 | 4.55 | 4.55 | 4.55 | 4.55 | 3.92 | 3.92 | 3.92 | 3.92 | 3.92
| The off-peak dates are related to Sunday of each week |  |  | 2019-12-01 | 2019-12-08 | 2019-12-15 | 2019-12-22 | 2019-12-29 | 2020-01-05 | 2020-01-12 | 2020-01-19 | 2020-01-26 | 2020-02-02 | 2020-02-09 | 2020-02-16 | 2020-02-23 | 2020-03-01 | 2020-03-08 | 2020-03-15 | 2020-03-22 | 2020-03-29 | 2020-04-05
| WEEK |  |  | 48 | 49 | 50 | 51 | 52 | 1 | 2 | 3 | 4 | 5 | 6 | 7 | 8 | 9 | 10 | 11 | 12 | 13 | 14
| Time (CET for winter, but CEST for last week of winter; CEST for summer) |  |  | 5:00 | 5:00 | 5:00 | 5:00 | 5:00 | 5:00 | 5:00 | 5:00 | 5:00 | 5:00 | 5:00 | 5:00 | 5:00 | 5:00 | 5:00 | 5:00 | 5:00 | 5:00 | 5:00
PART E: ADDITIONAL INFORMATION FOR NIGHT MIN DEMAND CONDITIONS
33 | Weekly Minimum Demand (overnight valley minimum) |  |  | 4.261 | 4.559 | 4.725 | 4.763 | 4.733 | 4.667 | 4.523 | 4.797 | 4.737 | 4.575 | 4.611 | 4.441 | 4.215 | 4.2 | 4.194 | 3.97 | 3.673 | 3.97 | 3.673
34 | Must Run Generation (excluding wind/run of river) |  |  | 3.2 | 3.2 | 3.2 | 3.2 | 3.2 | 3.2 | 3.2 | 3.2 | 3.2 | 3.2 | 3.2 | 3.2 | 3.2 | 3.2 | 3.2 | 3.2 | 3.2 | 3.2 | 3.2
35 | Run of river generation (Must Run) |  |  | 0.12 | 0.12 | 0.12 | 0.12 | 0.12 | 0.12 | 0.12 | 0.12 | 0.12 | 0.12 | 0.12 | 0.12 | 0.12 | 0.12 | 0.12 | 0.12 | 0.12 | 0.12 | 0.12
36 | Downward balancing reserves (FCR, FRR) |  |  | 0.275 | 0.275 | 0.275 | 0.275 | 0.275 | 0.275 | 0.275 | 0.275 | 0.275 | 0.275 | 0.275 | 0.275 | 0.275 | 0.275 | 0.275 | 0.275 | 0.275 | 0.275 | 0.275
37 | Pumping Storage Capacity available (Power) |  |  | 0.588 | 0.588 | 0.588 | 0.588 | 0.588 | 0.588 | 0.588 | 0.588 | 0.588 | 0.588 | 0.588 | 0.588 | 0.588 | 0.588 | 0.588 | 0.588 | 0.588 | 0.588 | 0.588
38a | Highest expected onshore wind generation running |  |  | 0.25294 | 0.25636 | 0.25828 | 0.25828 | 0.26016 | 0.2539 | 0.25339 | 0.2541 | 0.25333 | 0.26088 | 0.25754 | 0.25639 | 0.25647 | 0.25226 | 0.24659 | 0.24365 | 0.23462 | 0.22848 | 0.22716
38b | Highest expected offshore wind generation running |  |  | 0 | 0 | 0 | 0 | 0 | 0 | 0 | 0 | 0 | 0 | 0 | 0 | 0 | 0 | 0 | 0 | 0 | 0 | 0
39 | DOWNWARD REGULATION CAPABILITIES: 39 = (33+37)-(34+35+36+38a+38b)) |  |  | 1.0011 | 1.2956 | 1.4597 | 1.4977 | 1.4658 | 1.4061 | 1.2626 | 1.5359 | 1.4767 | 1.3071 | 1.3465 | 1.1776 | 0.95153 | 0.94074 | 0.94041 | 0.71935 | 0.43138 | 0.73452 | 0.43884
PART Ebis: ADDITIONAL INFORMATION FOR INTERCONNECTORS
Transportable capacity at night minimum demand conditions (high wind conditions)
40 | Simultaneous importable capacity |  | From | 4.35 | 4.35 | 4.35 | 4.35 | 4.35 | 4.35 | 3.8 | 3.8 | 3.8 | 3.8 | 4 | 4 | 4 | 4 | 3.7 | 3.7 | 3.7 | 3.7 | 3.7
41 | Simultaneous exportable capacity |  | To | 4.35 | 4.35 | 4.35 | 4.35 | 4.35 | 4.35 | 4.2 | 4.2 | 4.2 | 4.2 | 3.85 | 3.85 | 3.85 | 3.85 | 3.55 | 3.55 | 3.55 | 3.55 | 3.55
| Time (CET for winter, but CEST for last week of winter; CEST for summer) |  |  | 11:00 | 11:00 | 11:00 | 11:00 | 11:00 | 11:00 | 11:00 | 11:00 | 11:00 | 11:00 | 11:00 | 11:00 | 11:00 | 11:00 | 11:00 | 11:00 | 11:00 | 11:00 | 11:00
PART F: ADDITIONAL INFORMATION FOR DAYTIME MIN DEMAND CONDITIONS
42 | Weekly Minimum Daytime Demand (Sunday low peak + solar) |  |  | 5.588 | 5.866 | 6.058 | 6.121 | 5.851 | 5.867 | 5.823 | 6.156 | 6.14 | 5.902 | 5.867 | 5.821 | 5.505 | 5.555 | 5.463 | 4.895 | 4.895 | 4.895 | 4.895
43 | Must Run Generation (excluding wind/PV/run of river) |  |  | 3.2 | 3.2 | 3.2 | 3.2 | 3.2 | 3.2 | 3.2 | 3.2 | 3.2 | 3.2 | 3.2 | 3.2 | 3.2 | 3.2 | 3.2 | 3.2 | 3.2 | 3.2 | 3.2
44 | Run of river generation (Must Run) |  |  | 0.12 | 0.12 | 0.12 | 0.12 | 0.12 | 0.12 | 0.12 | 0.12 | 0.12 | 0.12 | 0.12 | 0.12 | 0.12 | 0.12 | 0.12 | 0.12 | 0.12 | 0.12 | 0.12
45 | Downward balancing reserves (FCR, FRR) |  |  | 0.275 | 0.275 | 0.275 | 0.275 | 0.275 | 0.275 | 0.275 | 0.275 | 0.275 | 0.275 | 0.275 | 0.275 | 0.275 | 0.275 | 0.275 | 0.275 | 0.275 | 0.275 | 0.275
46 | Pumping Storage Capacity available (Power) |  |  | 0.588 | 0.588 | 0.588 | 0.588 | 0.588 | 0.588 | 0.588 | 0.588 | 0.588 | 0.588 | 0.588 | 0.588 | 0.588 | 0.588 | 0.588 | 0.588 | 0.588 | 0.588 | 0.588
47a | Highest expected onshore wind generation running |  |  | 0.24359 | 0.24798 | 0.25381 | 0.25032 | 0.25186 | 0.24833 | 0.24828 | 0.25073 | 0.24896 | 0.25804 | 0.24936 | 0.24522 | 0.24618 | 0.23326 | 0.22597 | 0.22156 | 0.21707 | 0.21881 | 0.21651
47b | Highest expected offshore wind generation running |  |  | 0 | 0 | 0 | 0 | 0 | 0 | 0 | 0 | 0 | 0 | 0 | 0 | 0 | 0 | 0 | 0 | 0 | 0 | 0
48 | Highest expected solar PV running |  |  | 0 | 0 | 0 | 0 | 0 | 0 | 0 | 0 | 0 | 0 | 0 | 0 | 0 | 0 | 0 | 0 | 0 | 0 | 0
49 | DOWNWARD REGULATION CAPABILITIES: 49 = (42+46)-(43+44+45+47a+47b+48a+48b) |  |  | 2.3374 | 2.611 | 2.7972 | 2.8637 | 2.5921 | 2.6117 | 2.5677 | 2.8983 | 2.884 | 2.637 | 2.6106 | 2.5688 | 2.2518 | 2.3147 | 2.23 | 1.6664 | 1.6709 | 1.6692 | 1.6715
PART Fbis: ADDITIONAL INFORMATION FOR INTERCONNECTORS
Transportable capacity at daytime minimum demand conditions (high wind and high solar conditions)
50 | Simultaneous importable capacity |  | From | 4.35 | 4.35 | 4.35 | 4.35 | 4.35 | 4.35 | 3.8 | 3.8 | 3.8 | 3.8 | 4 | 4 | 4 | 4 | 3.7 | 3.7 | 3.7 | 3.7 | 3.7
51 | Simultaneous exportable capacity |  | To | 4.35 | 4.35 | 4.35 | 4.35 | 4.35 | 4.35 | 4.2 | 4.2 | 4.2 | 4.2 | 3.85 | 3.85 | 3.85 | 3.85 | 3.55 | 3.55 | 3.55 | 3.55 | 3.55

## RO
Winter Outlook Report 2019/2020
| Power Data (all entries are assumed to be >0) |  |  |  |  | RO | [6 empty] | Heating if temperature below: | 18.5938 |  |  |  | Cooling if temperature above: | 23.5938
| (Net values in GW, at a synchronous time every week) |  |  |  |  | Romania | [6 empty] | Heating saturation temperature: | -5 |  |  |  | Cooling saturation temperature: | not detected
[13 empty] | Temperature sensitivity in heating [MW/ ͦC] | -99.7638 |  |  |  | Temperature sensitivity in cooling [MW/ ͦC] | 80.1462
| The peak dates are related to Wednesday of each week |  |  | 2019-11-27 | 2019-12-04 | 2019-12-11 | 2019-12-18 | 2019-12-24 | 2019-12-31 | 2020-01-08 | 2020-01-15 | 2020-01-22 | 2020-01-29 | 2020-02-05 | 2020-02-12 | 2020-02-19 | 2020-02-26 | 2020-03-04 | 2020-03-11 | 2020-03-18 | 2020-03-25 | 2020-04-01
| WEEK |  |  | 48 | 49 | 50 | 51 | 52 | 1 | 2 | 3 | 4 | 5 | 6 | 7 | 8 | 9 | 10 | 11 | 12 | 13 | 14
| Time (CET for winter, but CEST last week; CEST for summer) |  |  | 19:00 | 19:00 | 19:00 | 19:00 | 19:00 | 19:00 | 19:00 | 19:00 | 19:00 | 19:00 | 19:00 | 19:00 | 19:00 | 19:00 | 19:00 | 19:00 | 19:00 | 19:00 | 19:00
Line | PART A : INDIGENOUS NATIONAL GENERATION | Severe conditions Average Forced Outage Rate | Normal conditions Average Forced Outage Rate
Net generating capacity:
1 | Nuclear Power | 1.78% | 1.78% | 1.325 | 1.325 | 1.325 | 1.325 | 1.325 | 1.325 | 1.325 | 1.325 | 1.325 | 1.325 | 1.325 | 1.325 | 1.325 | 1.325 | 1.325 | 1.325 | 1.325 | 1.325 | 1.325
2 | Fossil Fuels |  |  | 7.0732 | 7.0732 | 7.0732 | 7.0732 | 7.0732 | 7.0732 | 7.0732 | 7.0732 | 7.0732 | 7.0732 | 7.0732 | 7.0732 | 7.0732 | 7.0732 | 7.0732 | 7.0732 | 7.0732 | 7.0732 | 7.0732
2a | of which Lignite | 10% | 10% | 3.112 | 3.112 | 3.112 | 3.112 | 3.112 | 3.112 | 3.112 | 3.112 | 3.112 | 3.112 | 3.112 | 3.112 | 3.112 | 3.112 | 3.112 | 3.112 | 3.112 | 3.112 | 3.112
2b | of which Hard Coal | 9% | 9% | 1.03 | 1.03 | 1.03 | 1.03 | 1.03 | 1.03 | 1.03 | 1.03 | 1.03 | 1.03 | 1.03 | 1.03 | 1.03 | 1.03 | 1.03 | 1.03 | 1.03 | 1.03 | 1.03
2c | of which Gas | 4% | 4% | 2.9312 | 2.9312 | 2.9312 | 2.9312 | 2.9312 | 2.9312 | 2.9312 | 2.9312 | 2.9312 | 2.9312 | 2.9312 | 2.9312 | 2.9312 | 2.9312 | 2.9312 | 2.9312 | 2.9312 | 2.9312 | 2.9312
2d | of which Oil | 0% | 0%
2e | of which Oil Shale | 0% | 0%
2f | of which Fossil Peat | 5% | 5%
3 | Renewable Energy Sources (other than hydro) |  |  | 4.6597 | 4.6597 | 4.6597 | 4.6597 | 4.6597 | 4.6597 | 4.6597 | 4.6597 | 4.6597 | 4.6597 | 4.6597 | 4.6597 | 4.6597 | 4.6597 | 4.6597 | 4.6597 | 4.6597 | 4.6597 | 4.6597
3a | of which onshore wind | 0% | 0% | 3.0996 | 3.0996 | 3.0996 | 3.0996 | 3.0996 | 3.0996 | 3.0996 | 3.0996 | 3.0996 | 3.0996 | 3.0996 | 3.0996 | 3.0996 | 3.0996 | 3.0996 | 3.0996 | 3.0996 | 3.0996 | 3.0996
3b | of which offshore wind | 0% | 0%
3c | of which Solar (PV) | 0% | 0% | 1.4 | 1.4 | 1.4 | 1.4 | 1.4 | 1.4 | 1.4 | 1.4 | 1.4 | 1.4 | 1.4 | 1.4 | 1.4 | 1.4 | 1.4 | 1.4 | 1.4 | 1.4 | 1.4
3d | of which Biomass | 0% | 0% | 0.16 | 0.16 | 0.16 | 0.16 | 0.16 | 0.16 | 0.16 | 0.16 | 0.16 | 0.16 | 0.16 | 0.16 | 0.16 | 0.16 | 0.16 | 0.16 | 0.16 | 0.16 | 0.16
3e | of which other RES (e.g. tidal, wave, geothermal, RES waste, CSP) | 0% | 0%
4a | Hydro Run of River and Reservoir | 0% | 0% | 6.3996 | 6.3996 | 6.3996 | 6.3996 | 6.3996 | 6.3996 | 6.3996 | 6.3996 | 6.3996 | 6.3996 | 6.3996 | 6.3996 | 6.3996 | 6.3996 | 6.3996 | 6.3996 | 6.3996 | 6.3996 | 6.3996
4b | Hydro pumping | 0% | 0%
5 | Other non-RES (e.g. CHP non-renewable, waste non-renewable) | 0% | 0%
6 | Total Net generating capacity (6 = 1+2+3+4a+4b+5) |  |  | 19.4575 | 19.4575 | 19.4575 | 19.4575 | 19.4575 | 19.4575 | 19.4575 | 19.4575 | 19.4575 | 19.4575 | 19.4575 | 19.4575 | 19.4575 | 19.4575 | 19.4575 | 19.4575 | 19.4575 | 19.4575 | 19.4575
7 | Maintenance & Overhauls (planned outages) |  |  | 0.54799 | 0.10057 | 0.08584 | 0.078332 | 0.051037 | 0.12179 | 0.14224 | 0.14981 | 0.14691 | 0.08912 | 0.11746 | 0.20131 | 0.20131 | 0.31739 | 0.60056 | 0.64556 | 0.64556 | 0.57534 | 1.7167
7a | Nuclear Power
7b | Lignite |  |  | 0.045 | 0 | 0 | 0 | 0 | 0.045 | 0.045 | 0.045 | 0.045 | 0.045 | 0.045 | 0.045 | 0.045 | 0.045 | 0.045 | 0.09 | 0.09 | 0.09 | 1.047
7c | Hard Coal |  |  | 0.19 | 0 | 0 | 0 | 0 | 0 | 0 | 0 | 0 | 0 | 0 | 0 | 0 | 0.17 | 0.17 | 0.17 | 0.17 | 0.17 | 0.17
7d | Gas |  |  | 0.0414 | 0 | 0 | 0 | 0 | 0 | 0 | 0 | 0 | 0 | 0 | 0 | 0 | 0.025 | 0.107 | 0.107 | 0.107 | 0.107 | 0.295
7e | Oil
7f | Oil Shale
7g | Fossil Peat
7h | Onshore Wind
7i | Offshore Wind
7j | Solar (PV)
7k | Biomass
7l | other RES (apart from hydro, including tidal, wave, geothermal, waste renewable, CSP,…)
7m | Hydro Run of River and Reservoir |  |  | 0.27159 | 0.10057 | 0.08584 | 0.078332 | 0.051037 | 0.076787 | 0.097241 | 0.10481 | 0.10191 | 0.04412 | 0.072462 | 0.15631 | 0.15631 | 0.077387 | 0.27856 | 0.27856 | 0.27856 | 0.20834 | 0.20469
7n | Hydro pumping
7o | Other non-RES (incl. not clearly identifiable energy sources)
PART B : DATA FOR NORMAL CONDITIONS
8 | Non-usable capacity at reference point (all power stations including mothballed, authorization & technical & legal constraints, energy source unavailability etc. ) |  |  | 8.5558 | 8.6257 | 8.6426 | 8.6052 | 8.6098 | 9.0685 | 8.671 | 8.6403 | 8.6263 | 8.5915 | 8.4915 | 8.4449 | 8.4587 | 8.5269 | 8.1577 | 8.1623 | 8.2347 | 8.285 | 8.109
8a | of which nuclear
8b | of which Lignite |  |  | 0.445 | 0.445 | 0.49 | 0.49 | 0.49 | 0.49 | 0.49 | 0.49 | 0.49 | 0.49 | 0.49 | 0.49 | 0.49 | 0.49 | 0.49 | 0.49 | 0.49 | 0.49 | 0.49
8c | of which Hard Coal |  |  | 0.335 | 0.335 | 0.335 | 0.335 | 0.335 | 0.335 | 0.335 | 0.335 | 0.335 | 0.335 | 0.335 | 0.335 | 0.335 | 0.335 | 0.335 | 0.335 | 0.335 | 0.335 | 0.335
8d | of which Gas |  |  | 0.3875 | 0.3875 | 0.3875 | 0.3875 | 0.3875 | 0.3875 | 0.3875 | 0.3875 | 0.3875 | 0.3875 | 0.3875 | 0.3875 | 0.3875 | 0.3875 | 0.3875 | 0.3875 | 0.3875 | 0.3875 | 0.3875
8e | of which Oil
8f | of which Oil Shale
8g | of which Fossil Peat
8h | of which onshore wind |  |  | 2.2735 | 2.2728 | 2.2307 | 2.1879 | 2.173 | 2.197 | 2.2215 | 2.1975 | 2.1725 | 2.1228 | 2.1248 | 2.1487 | 2.1498 | 2.1943 | 2.1954 | 2.1899 | 2.2536 | 2.2516 | 2.309
8i | of which offshore wind |  |  | 0 | 0 | 0 | 0 | 0 | 0 | 0 | 0 | 0 | 0 | 0 | 0 | 0 | 0 | 0 | 0 | 0 | 0 | 0
8j | of which Solar |  |  | 1.4 | 1.4 | 1.4 | 1.4 | 1.4 | 1.4 | 1.4 | 1.4 | 1.4 | 1.4 | 1.4 | 1.4 | 1.4 | 1.4 | 1.4 | 1.4 | 1.4 | 1.4 | 1.3762
8k | of which Biomass
8l | of which other RES (apart from hydro)
8m | Hydro Run of River and Reservoir |  |  | 3.7148 | 3.7853 | 3.7993 | 3.8047 | 3.8243 | 4.259 | 3.837 | 3.8303 | 3.8412 | 3.8561 | 3.7542 | 3.6837 | 3.6964 | 3.72 | 3.3497 | 3.3599 | 3.3685 | 3.4209 | 3.2113
8n | Hydro pumping
8o | of which other non-RES (incl. not clearly identifiable energy sources)
9 | Available capacity (9 = 6 - (7 + 8)) |  |  | 10.3537 | 10.7312 | 10.7291 | 10.774 | 10.7967 | 10.2672 | 10.6443 | 10.6674 | 10.6843 | 10.7769 | 10.8485 | 10.8114 | 10.7975 | 10.6133 | 10.6993 | 10.6496 | 10.5773 | 10.5972 | 9.6319
10 | Outages: average expected value (all power stations) |  |  | 0.43133 | 0.45458 | 0.45008 | 0.45008 | 0.45008 | 0.44558 | 0.44558 | 0.44558 | 0.44558 | 0.44558 | 0.44558 | 0.44558 | 0.44558 | 0.42928 | 0.426 | 0.4215 | 0.4215 | 0.4215 | 0.31828
11 | System services reserve (one hour ahead of real time) |  |  | 1.1 | 1.1 | 1.1 | 1.1 | 1.1 | 1.1 | 1.1 | 1.1 | 1.1 | 1.1 | 1.1 | 1.1 | 1.1 | 1.1 | 1.1 | 1.1 | 1.1 | 1.1 | 1.1
12 | Reliably available capacity (12 = 9 - (10 + 11)) |  |  | 8.8224 | 9.1767 | 9.179 | 9.2239 | 9.2466 | 8.7217 | 9.0987 | 9.1218 | 9.1387 | 9.2313 | 9.3029 | 9.2658 | 9.2519 | 9.084 | 9.1733 | 9.1281 | 9.0558 | 9.0757 | 8.2136
13 | Demand at reference point in time |  |  | 8.5167 | 9.0003 | 8.3349 | 8.3158 | 7.8504 | 8.0537 | 8.8116 | 8.9129 | 8.8021 | 9.2525 | 8.7582 | 9.0114 | 9.0358 | 8.3182 | 8.8084 | 8.7829 | 8.2079 | 8.3588 | 8.1205
13b | Population average daily (24h) temperature (degrees Celsius) |  |  | 3.458 | 2.3035 | 1.372 | 0.72186 | 0.43742 | 0.48631 | -0.28081 | -0.52208 | -0.46805 | -0.15615 | 0.37905 | 1.1057 | 1.9942 | 3.0174 | 3.9825 | 5.1904 | 6.4657 | 7.7882 | 9.1389
14a | Load reduction / demand side response available at reference point in time
14b | Strategic reserves available at reference point in time
15 | Net weekly load at reference point in time (15 = 13-14a) |  |  | 8.5167 | 9.0003 | 8.3349 | 8.3158 | 7.8504 | 8.0537 | 8.8116 | 8.9129 | 8.8021 | 9.2525 | 8.7582 | 9.0114 | 9.0358 | 8.3182 | 8.8084 | 8.7829 | 8.2079 | 8.3588 | 8.1205
16 | Remaining capacity at reference point in time (16 = 12- 15) |  |  | 0.30569 | 0.1764 | 0.84412 | 0.9081 | 1.3962 | 0.66796 | 0.28719 | 0.20886 | 0.33661 | -0.021164 | 0.54476 | 0.25433 | 0.21609 | 0.76582 | 0.36488 | 0.34521 | 0.84791 | 0.71689 | 0.093121
B1 | Weekly peak load (unrestricted reference point in time) |  |  | 8.8183 | 9.2219 | 8.8249 | 8.8659 | 8.3347 | 8.4402 | 8.9803 | 9.1649 | 8.9388 | 9.2728 | 8.9814 | 9.1786 | 9.1437 | 8.3404 | 8.9627 | 8.8751 | 8.5223 | 8.3588 | 8.3685
B2 | Daily hour of expected weekly peak load (CET for winter, but CEST for last week; CEST for summer) |  |  | 18:00 | 18:00 | 18:00 | 18:00 | 18:00 | 18:00 | 18:00 | 18:00 | 18:00 | 18:00 | 18:00 | 19:00 | 19:00 | 19:00 | 19:00 | 19:00 | 19:00 | 19:00 | 20:00
PART C : DATA FOR SEVERE CONDITIONS
17 | Non-usable capacity at reference point (all power stations including mothballed, authorization & technical & legal constraints, energy source unavailability etc. ) |  |  | 9.263 | 9.3316 | 9.3776 | 9.3728 | 9.3757 | 9.8212 | 9.4119 | 9.414 | 9.4397 | 9.4433 | 9.337 | 9.2706 | 9.269 | 9.3115 | 8.9471 | 8.951 | 8.9727 | 9.0102 | 8.8002
17a | of which nuclear
17b | of which Lignite |  |  | 0.445 | 0.445 | 0.49 | 0.49 | 0.49 | 0.49 | 0.49 | 0.49 | 0.49 | 0.49 | 0.49 | 0.49 | 0.49 | 0.49 | 0.49 | 0.49 | 0.49 | 0.49 | 0.49
17c | of which Hard Coal |  |  | 0.335 | 0.335 | 0.335 | 0.335 | 0.335 | 0.335 | 0.335 | 0.335 | 0.335 | 0.335 | 0.335 | 0.335 | 0.335 | 0.335 | 0.335 | 0.335 | 0.335 | 0.335 | 0.335
17d | of which Gas |  |  | 0.3875 | 0.3875 | 0.3875 | 0.3875 | 0.3875 | 0.3875 | 0.3875 | 0.3875 | 0.3875 | 0.3875 | 0.3875 | 0.3875 | 0.3875 | 0.3875 | 0.3875 | 0.3875 | 0.3875 | 0.3875 | 0.3875
17e | of which Oil |  |  | 0 | 0 | 0 | 0 | 0 | 0 | 0 | 0 | 0 | 0 | 0 | 0 | 0 | 0 | 0 | 0 | 0 | 0 | 0
17f | of which Oil Shale |  |  | 0 | 0 | 0 | 0 | 0 | 0 | 0 | 0 | 0 | 0 | 0 | 0 | 0 | 0 | 0 | 0 | 0 | 0 | 0
17g | of which Fossil Peat |  |  | 0 | 0 | 0 | 0 | 0 | 0 | 0 | 0 | 0 | 0 | 0 | 0 | 0 | 0 | 0 | 0 | 0 | 0 | 0
17h | of which onshore wind |  |  | 2.9807 | 2.9787 | 2.9658 | 2.9555 | 2.939 | 2.9497 | 2.9624 | 2.9711 | 2.9859 | 2.9747 | 2.9703 | 2.9744 | 2.9601 | 2.979 | 2.9848 | 2.9786 | 2.9917 | 2.9768 | 2.9856
17i | of which offshore wind |  |  | 0 | 0 | 0 | 0 | 0 | 0 | 0 | 0 | 0 | 0 | 0 | 0 | 0 | 0 | 0 | 0 | 0 | 0 | 0
17j | of which Solar |  |  | 1.4 | 1.4 | 1.4 | 1.4 | 1.4 | 1.4 | 1.4 | 1.4 | 1.4 | 1.4 | 1.4 | 1.4 | 1.4 | 1.4 | 1.4 | 1.4 | 1.4 | 1.4 | 1.3908
17k | of which Biomass
17l | of which other RES (apart from hydro)
17m | Hydro Run of River and Reservoir |  |  | 3.7148 | 3.7853 | 3.7993 | 3.8047 | 3.8243 | 4.259 | 3.837 | 3.8303 | 3.8412 | 3.8561 | 3.7542 | 3.6837 | 3.6964 | 3.72 | 3.3497 | 3.3599 | 3.3685 | 3.4209 | 3.2113
17n | Hydro pumping
17o | of which other non-RES (incl. not clearly identifiable energy sources)
18 | Available capacity (18 = 6 - (7 + 17)) |  |  | 9.6465 | 10.0254 | 9.994 | 10.0064 | 10.0307 | 9.5146 | 9.9034 | 9.8937 | 9.871 | 9.9251 | 10.003 | 9.9856 | 9.9872 | 9.8286 | 9.9099 | 9.8609 | 9.8392 | 9.872 | 8.9406
19 | Outages: average expected value (all power stations) under SEVERE conditions |  |  | 0.43133 | 0.45458 | 0.45008 | 0.45008 | 0.45008 | 0.44558 | 0.44558 | 0.44558 | 0.44558 | 0.44558 | 0.44558 | 0.44558 | 0.44558 | 0.42928 | 0.426 | 0.4215 | 0.4215 | 0.4215 | 0.31828
20 | System services reserve (one hour ahead of real time) under SEVERE conditions |  |  | 1.1 | 1.1 | 1.1 | 1.1 | 1.1 | 1.1 | 1.1 | 1.1 | 1.1 | 1.1 | 1.1 | 1.1 | 1.1 | 1.1 | 1.1 | 1.1 | 1.1 | 1.1 | 1.1
21 | Reliably available capacity under SEVERE conditions (21 = 18 - (19 + 20)) |  |  | 8.1152 | 8.4708 | 8.444 | 8.4563 | 8.4806 | 7.969 | 8.3578 | 8.3481 | 8.3254 | 8.3795 | 8.4574 | 8.44 | 8.4416 | 8.2993 | 8.3839 | 8.3394 | 8.3177 | 8.3505 | 7.5224
22 | Demand at reference point in time under SEVERE conditions (one in 20 year) |  |  | 8.8667 | 9.3503 | 8.6849 | 8.6658 | 8.2004 | 8.4037 | 9.1616 | 9.2629 | 9.1521 | 9.6025 | 9.1082 | 9.3614 | 9.3858 | 8.6682 | 9.1584 | 9.1329 | 8.5579 | 8.7088 | 8.4705
23a | Load reduction / demand side response available at reference point in time under SEVERE conditions
23b | Strategic reserves available at reference point in time under SEVERE conditions
24 | Net weekly peak load for SEVERE conditions (24 = 22-23a) |  |  | 8.8667 | 9.3503 | 8.6849 | 8.6658 | 8.2004 | 8.4037 | 9.1616 | 9.2629 | 9.1521 | 9.6025 | 9.1082 | 9.3614 | 9.3858 | 8.6682 | 9.1584 | 9.1329 | 8.5579 | 8.7088 | 8.4705
25 | Remaining capacity for SEVERE conditions (25 = 21-24) |  |  | -0.75154 | -0.87948 | -0.24091 | -0.20947 | 0.28021 | -0.43474 | -0.80378 | -0.91481 | -0.82675 | -1.223 | -0.65073 | -0.92141 | -0.94419 | -0.36885 | -0.7745 | -0.79348 | -0.24016 | -0.35829 | -0.94809
C1 | Weekly peak load under SEVERE conditions (unrestricted reference point in time) |  |  | 9.1683 | 9.5719 | 9.1749 | 9.2159 | 8.6847 | 8.7902 | 9.3303 | 9.5149 | 9.2888 | 9.6228 | 9.3314 | 9.5286 | 9.4937 | 8.6904 | 9.3127 | 9.2251 | 8.8723 | 8.7088 | 8.7185
C2 | Daily hour of expected weekly peak load (CET for winter, but CEST for last week; CEST for summer) |  |  | 18:00 | 18:00 | 18:00 | 18:00 | 18:00 | 18:00 | 18:00 | 18:00 | 18:00 | 18:00 | 18:00 | 19:00 | 19:00 | 19:00 | 19:00 | 19:00 | 19:00 | 19:00 | 20:00
PART D: ADDITIONAL INFORMATION FOR INTERCONNECTORS (at synchronous peak)
31 | Simultaneous importable capacity |  | From | 1.8 | 1.8 | 1.8 | 1.8 | 1.8 | 1.8 | 1.8 | 1.8 | 1.8 | 1.8 | 1.8 | 1.8 | 1.8 | 1.8 | 1.8 | 1.8 | 1.8 | 1.8 | 1.8
32 | Simultaneous exportable capacity |  | To | 1.7 | 1.7 | 1.7 | 1.7 | 1.7 | 1.7 | 1.7 | 1.7 | 1.7 | 1.7 | 1.7 | 1.7 | 1.7 | 1.7 | 1.7 | 1.7 | 1.7 | 1.7 | 1.7
| The off-peak dates are related to Sunday of each week |  |  | 2019-12-01 | 2019-12-08 | 2019-12-15 | 2019-12-22 | 2019-12-29 | 2020-01-05 | 2020-01-12 | 2020-01-19 | 2020-01-26 | 2020-02-02 | 2020-02-09 | 2020-02-16 | 2020-02-23 | 2020-03-01 | 2020-03-08 | 2020-03-15 | 2020-03-22 | 2020-03-29 | 2020-04-05
| WEEK |  |  | 48 | 49 | 50 | 51 | 52 | 1 | 2 | 3 | 4 | 5 | 6 | 7 | 8 | 9 | 10 | 11 | 12 | 13 | 14
| Time (CET for winter, but CEST for last week of winter; CEST for summer) |  |  | 5:00 | 5:00 | 5:00 | 5:00 | 5:00 | 5:00 | 5:00 | 5:00 | 5:00 | 5:00 | 5:00 | 5:00 | 5:00 | 5:00 | 5:00 | 5:00 | 5:00 | 5:00 | 5:00
PART E: ADDITIONAL INFORMATION FOR NIGHT MIN DEMAND CONDITIONS
33 | Weekly Minimum Demand (overnight valley minimum) |  |  | 5.7699 | 6.0735 | 5.9883 | 5.6001 | 6.0286 | 5.7321 | 6.0132 | 6.1081 | 6.2433 | 6.0204 | 6.302 | 6.2093 | 5.6849 | 6.2235 | 6.2888 | 5.9877 | 5.4378 | 5.3808 | 5.1227
34 | Must Run Generation (excluding wind/run of river) |  |  | 1.9432 | 2.0369 | 2.0369 | 2.0369 | 2.0369 | 2.036 | 2.036 | 2.036 | 2.036 | 2.0357 | 1.9757 | 1.9757 | 1.9757 | 1.975 | 1.9294 | 1.9294 | 1.9294 | 1.9294 | 1.8259
35 | Run of river generation (Must Run) |  |  | 0.86694 | 0.93712 | 0.93712 | 0.93712 | 0.93712 | 0.88018 | 0.85741 | 0.85741 | 0.85741 | 0.87716 | 0.92653 | 0.92653 | 0.92653 | 0.97094 | 1.2375 | 1.2375 | 1.2375 | 1.2375 | 1.4329
36 | Downward balancing reserves (FCR, FRR) |  |  | 0.31 | 0.31 | 0.31 | 0.31 | 0.31 | 0.31 | 0.31 | 0.31 | 0.31 | 0.31 | 0.31 | 0.31 | 0.31 | 0.31 | 0.31 | 0.31 | 0.31 | 0.31 | 0.31
37 | Pumping Storage Capacity available (Power)
38a | Highest expected onshore wind generation running |  |  | 2.175 | 2.1755 | 2.1782 | 2.171 | 2.1628 | 2.1216 | 2.1741 | 2.1662 | 2.2036 | 2.2361 | 2.1543 | 2.1337 | 2.1637 | 2.1104 | 2.1194 | 2.0888 | 1.9921 | 1.9841 | 1.951
38b | Highest expected offshore wind generation running |  |  | 0 | 0 | 0 | 0 | 0 | 0 | 0 | 0 | 0 | 0 | 0 | 0 | 0 | 0 | 0 | 0 | 0 | 0 | 0
39 | DOWNWARD REGULATION CAPABILITIES: 39 = (33+37)-(34+35+36+38a+38b)) |  |  | 0.4748 | 0.61394 | 0.5261 | 0.14512 | 0.58189 | 0.38422 | 0.63566 | 0.73843 | 0.83629 | 0.56142 | 0.93548 | 0.86339 | 0.30901 | 0.8572 | 0.69251 | 0.42196 | -0.031263 | -0.080172 | -0.39703
PART Ebis: ADDITIONAL INFORMATION FOR INTERCONNECTORS
Transportable capacity at night minimum demand conditions (high wind conditions)
40 | Simultaneous importable capacity |  | From | 1.8 | 1.8 | 1.8 | 1.8 | 1.8 | 1.8 | 1.8 | 1.8 | 1.8 | 1.8 | 1.8 | 1.8 | 1.8 | 1.8 | 1.8 | 1.8 | 1.8 | 1.8 | 1.8
41 | Simultaneous exportable capacity |  | To | 1.7 | 1.7 | 1.7 | 1.7 | 1.7 | 1.7 | 1.7 | 1.7 | 1.7 | 1.7 | 1.7 | 1.7 | 1.7 | 1.7 | 1.7 | 1.7 | 1.7 | 1.7 | 1.7
| Time (CET for winter, but CEST for last week of winter; CEST for summer) |  |  | 11:00 | 11:00 | 11:00 | 11:00 | 11:00 | 11:00 | 11:00 | 11:00 | 11:00 | 11:00 | 11:00 | 11:00 | 11:00 | 11:00 | 11:00 | 11:00 | 11:00 | 11:00 | 11:00
PART F: ADDITIONAL INFORMATION FOR DAYTIME MIN DEMAND CONDITIONS
42 | Weekly Minimum Daytime Demand (Sunday low peak + solar) |  |  | 6.464 | 6.7355 | 6.6376 | 6.7415 | 7.2776 | 6.6341 | 6.5458 | 6.9041 | 7.1129 | 6.6116 | 6.8196 | 6.6731 | 6.2459 | 6.5277 | 6.5605 | 6.3052 | 5.7038 | 5.5876 | 5.4741
43 | Must Run Generation (excluding wind/PV/run of river) |  |  | 1.9432 | 2.0369 | 2.0369 | 2.0369 | 2.0369 | 2.036 | 2.036 | 2.036 | 2.036 | 2.0357 | 1.9757 | 1.9757 | 1.9757 | 1.975 | 1.9294 | 1.9294 | 1.9294 | 1.9294 | 1.8259
44 | Run of river generation (Must Run) |  |  | 0.86694 | 0.93712 | 0.93712 | 0.93712 | 0.93712 | 0.88018 | 0.85741 | 0.85741 | 0.85741 | 0.87716 | 0.92653 | 0.92653 | 0.92653 | 0.97094 | 1.2375 | 1.2375 | 1.2375 | 1.2375 | 1.4329
45 | Downward balancing reserves (FCR, FRR) |  |  | 0.285 | 0.285 | 0.285 | 0.285 | 0.285 | 0.285 | 0.285 | 0.285 | 0.285 | 0.285 | 0.285 | 0.285 | 0.285 | 0.285 | 0.285 | 0.285 | 0.285 | 0.285 | 0.285
46 | Pumping Storage Capacity available (Power)
47a | Highest expected onshore wind generation running |  |  | 2.0507 | 2.0586 | 2.0941 | 2.0697 | 2.0823 | 2.0596 | 2.0571 | 2.0769 | 2.0946 | 2.1315 | 2.0946 | 2.1075 | 2.1415 | 2.1201 | 2.129 | 2.1041 | 2.059 | 2.0395 | 1.9639
47b | Highest expected offshore wind generation running |  |  | 0 | 0 | 0 | 0 | 0 | 0 | 0 | 0 | 0 | 0 | 0 | 0 | 0 | 0 | 0 | 0 | 0 | 0 | 0
48 | Highest expected solar PV running |  |  | 0.79428 | 0.77275 | 0.76453 | 0.75796 | 0.76397 | 0.79226 | 0.81765 | 0.84454 | 0.87661 | 0.91238 | 0.95289 | 1.0069 | 1.063 | 1.1116 | 1.1499 | 1.1731 | 1.2091 | 1.2222 | 1.1006
49 | DOWNWARD REGULATION CAPABILITIES: 49 = (42+46)-(43+44+45+47a+47b+48a+48b) |  |  | 0.52392 | 0.64523 | 0.51999 | 0.65486 | 1.1723 | 0.58105 | 0.49268 | 0.80421 | 0.96324 | 0.36986 | 0.58495 | 0.37154 | -0.14578 | 0.064951 | -0.17038 | -0.4239 | -1.0162 | -1.1259 | -1.1341
PART Fbis: ADDITIONAL INFORMATION FOR INTERCONNECTORS
Transportable capacity at daytime minimum demand conditions (high wind and high solar conditions)
50 | Simultaneous importable capacity |  | From | 1.8 | 1.8 | 1.8 | 1.8 | 1.8 | 1.8 | 1.8 | 1.8 | 1.8 | 1.8 | 1.8 | 1.8 | 1.8 | 1.8 | 1.8 | 1.8 | 1.8 | 1.8 | 1.8
51 | Simultaneous exportable capacity |  | To | 1.7 | 1.7 | 1.7 | 1.7 | 1.7 | 1.7 | 1.7 | 1.7 | 1.7 | 1.7 | 1.7 | 1.7 | 1.7 | 1.7 | 1.7 | 1.7 | 1.7 | 1.7 | 1.7

## PT
Winter Outlook Report 2019/2020
| Power Data (all entries are assumed to be >0) |  |  |  |  | PT | [6 empty] | Heating if temperature below: | 17.1348 |  |  |  | Cooling if temperature above: | 22.1348
| (Net values in GW, at a synchronous time every week) |  |  |  |  | Portugal | [6 empty] | Heating saturation temperature: | -13 |  |  |  | Cooling saturation temperature: | not detected
[13 empty] | Temperature sensitivity in heating [MW/ ͦC] | -162.8444 |  |  |  | Temperature sensitivity in cooling [MW/ ͦC] | 105.2241
| The peak dates are related to Wednesday of each week |  |  | 2019-11-27 | 2019-12-04 | 2019-12-11 | 2019-12-18 | 2019-12-24 | 2019-12-31 | 2020-01-08 | 2020-01-15 | 2020-01-22 | 2020-01-29 | 2020-02-05 | 2020-02-12 | 2020-02-19 | 2020-02-26 | 2020-03-04 | 2020-03-11 | 2020-03-18 | 2020-03-25 | 2020-04-01
| WEEK |  |  | 48 | 49 | 50 | 51 | 52 | 1 | 2 | 3 | 4 | 5 | 6 | 7 | 8 | 9 | 10 | 11 | 12 | 13 | 14
| Time (CET for winter, but CEST last week; CEST for summer) |  |  | 19:00 | 19:00 | 19:00 | 19:00 | 19:00 | 19:00 | 19:00 | 19:00 | 19:00 | 19:00 | 19:00 | 19:00 | 19:00 | 19:00 | 19:00 | 19:00 | 19:00 | 19:00 | 19:00
Line | PART A : INDIGENOUS NATIONAL GENERATION | Severe conditions Average Forced Outage Rate | Normal conditions Average Forced Outage Rate
Net generating capacity:
1 | Nuclear Power | 0% | 0% | 0 | 0 | 0 | 0 | 0 | 0 | 0 | 0 | 0 | 0 | 0 | 0 | 0 | 0 | 0 | 0 | 0 | 0 | 0
2 | Fossil Fuels |  |  | 6.3767 | 6.3767 | 6.3767 | 6.3767 | 6.3767 | 6.3767 | 6.3767 | 6.3767 | 6.3767 | 6.3767 | 6.3767 | 6.3767 | 6.3767 | 6.3767 | 6.3767 | 6.3767 | 6.3767 | 6.3767 | 6.3767
2a | of which Lignite | 0% | 0% | 0 | 0 | 0 | 0 | 0 | 0 | 0 | 0 | 0 | 0 | 0 | 0 | 0 | 0 | 0 | 0 | 0 | 0 | 0
2b | of which Hard Coal | 7.7% | 7.7% | 1.756 | 1.756 | 1.756 | 1.756 | 1.756 | 1.756 | 1.756 | 1.756 | 1.756 | 1.756 | 1.756 | 1.756 | 1.756 | 1.756 | 1.756 | 1.756 | 1.756 | 1.756 | 1.756
2c | of which Gas | 3% | 3% | 4.6207 | 4.6207 | 4.6207 | 4.6207 | 4.6207 | 4.6207 | 4.6207 | 4.6207 | 4.6207 | 4.6207 | 4.6207 | 4.6207 | 4.6207 | 4.6207 | 4.6207 | 4.6207 | 4.6207 | 4.6207 | 4.6207
2d | of which Oil | 0% | 0% | 0 | 0 | 0 | 0 | 0 | 0 | 0 | 0 | 0 | 0 | 0 | 0 | 0 | 0 | 0 | 0 | 0 | 0 | 0
2e | of which Oil Shale | 0% | 0% | 0 | 0 | 0 | 0 | 0 | 0 | 0 | 0 | 0 | 0 | 0 | 0 | 0 | 0 | 0 | 0 | 0 | 0 | 0
2f | of which Fossil Peat | 0% | 0% | 0 | 0 | 0 | 0 | 0 | 0 | 0 | 0 | 0 | 0 | 0 | 0 | 0 | 0 | 0 | 0 | 0 | 0 | 0
3 | Renewable Energy Sources (other than hydro) |  |  | 6.7739 | 6.7739 | 6.7739 | 6.7739 | 6.7739 | 6.7739 | 6.7739 | 6.7739 | 6.7739 | 6.7739 | 6.7739 | 6.7739 | 6.7739 | 6.7739 | 6.7739 | 6.7739 | 6.7739 | 6.7739 | 6.7739
3a | of which onshore wind | 0% | 0% | 5.5 | 5.5 | 5.5 | 5.5 | 5.5 | 5.5 | 5.5 | 5.5 | 5.5 | 5.5 | 5.5 | 5.5 | 5.5 | 5.5 | 5.5 | 5.5 | 5.5 | 5.5 | 5.5
3b | of which offshore wind | 0% | 0% | 0 | 0 | 0 | 0 | 0 | 0 | 0 | 0 | 0 | 0 | 0 | 0 | 0 | 0 | 0 | 0 | 0 | 0 | 0
3c | of which Solar (PV) | 0% | 0% | 0.68 | 0.68 | 0.68 | 0.68 | 0.68 | 0.68 | 0.68 | 0.68 | 0.68 | 0.68 | 0.68 | 0.68 | 0.68 | 0.68 | 0.68 | 0.68 | 0.68 | 0.68 | 0.68
3d | of which Biomass | 0% | 0% | 0.5939 | 0.5939 | 0.5939 | 0.5939 | 0.5939 | 0.5939 | 0.5939 | 0.5939 | 0.5939 | 0.5939 | 0.5939 | 0.5939 | 0.5939 | 0.5939 | 0.5939 | 0.5939 | 0.5939 | 0.5939 | 0.5939
3e | of which other RES (e.g. tidal, wave, geothermal, RES waste, CSP) | 0% | 0% | 0 | 0 | 0 | 0 | 0 | 0 | 0 | 0 | 0 | 0 | 0 | 0 | 0 | 0 | 0 | 0 | 0 | 0 | 0
4a | Hydro Run of River and Reservoir | 0% | 0% | 4.3496 | 4.3496 | 4.3496 | 4.3496 | 4.3496 | 4.3496 | 4.3496 | 4.3496 | 4.3496 | 4.3496 | 4.3496 | 4.3496 | 4.3496 | 4.3496 | 4.3496 | 4.3496 | 4.3496 | 4.3496 | 4.3496
4b | Hydro pumping | 0% | 0% | 2.82 | 2.82 | 2.82 | 2.82 | 2.82 | 2.82 | 2.82 | 2.82 | 2.82 | 2.82 | 2.82 | 2.82 | 2.82 | 2.82 | 2.82 | 2.82 | 2.82 | 2.82 | 2.82
5 | Other non-RES (e.g. CHP non-renewable, waste non-renewable) | 0% | 0% | 0.04 | 0.04 | 0.04 | 0.04 | 0.04 | 0.04 | 0.04 | 0.04 | 0.04 | 0.04 | 0.04 | 0.04 | 0.04 | 0.04 | 0.04 | 0.04 | 0.04 | 0.04 | 0.04
6 | Total Net generating capacity (6 = 1+2+3+4a+4b+5) |  |  | 20.3602 | 20.3602 | 20.3602 | 20.3602 | 20.3602 | 20.3602 | 20.3602 | 20.3602 | 20.3602 | 20.3602 | 20.3602 | 20.3602 | 20.3602 | 20.3602 | 20.3602 | 20.3602 | 20.3602 | 20.3602 | 20.3602
7 | Maintenance & Overhauls (planned outages) |  |  | 0 | 0 | 0 | 0 | 0 | 0 | 0 | 0 | 0 | 0.239 | 0.117 | 0.295 | 0.295 | 0 | 0 | 0 | 0.433 | 0.486 | 0.486
7a | Nuclear Power |  |  | 0 | 0 | 0 | 0 | 0 | 0 | 0 | 0 | 0 | 0 | 0 | 0 | 0 | 0 | 0 | 0 | 0 | 0 | 0
7b | Lignite |  |  | 0 | 0 | 0 | 0 | 0 | 0 | 0 | 0 | 0 | 0 | 0 | 0 | 0 | 0 | 0 | 0 | 0 | 0 | 0
7c | Hard Coal |  |  | 0 | 0 | 0 | 0 | 0 | 0 | 0 | 0 | 0 | 0 | 0 | 0.295 | 0.295 | 0 | 0 | 0 | 0 | 0 | 0
7d | Gas |  |  | 0 | 0 | 0 | 0 | 0 | 0 | 0 | 0 | 0 | 0.239 | 0.117 | 0 | 0 | 0 | 0 | 0 | 0.433 | 0.486 | 0.486
7e | Oil |  |  | 0 | 0 | 0 | 0 | 0 | 0 | 0 | 0 | 0 | 0 | 0 | 0 | 0 | 0 | 0 | 0 | 0 | 0 | 0
7f | Oil Shale |  |  | 0 | 0 | 0 | 0 | 0 | 0 | 0 | 0 | 0 | 0 | 0 | 0 | 0 | 0 | 0 | 0 | 0 | 0 | 0
7g | Fossil Peat |  |  | 0 | 0 | 0 | 0 | 0 | 0 | 0 | 0 | 0 | 0 | 0 | 0 | 0 | 0 | 0 | 0 | 0 | 0 | 0
7h | Onshore Wind |  |  | 0 | 0 | 0 | 0 | 0 | 0 | 0 | 0 | 0 | 0 | 0 | 0 | 0 | 0 | 0 | 0 | 0 | 0 | 0
7i | Offshore Wind |  |  | 0 | 0 | 0 | 0 | 0 | 0 | 0 | 0 | 0 | 0 | 0 | 0 | 0 | 0 | 0 | 0 | 0 | 0 | 0
7j | Solar (PV) |  |  | 0 | 0 | 0 | 0 | 0 | 0 | 0 | 0 | 0 | 0 | 0 | 0 | 0 | 0 | 0 | 0 | 0 | 0 | 0
7k | Biomass |  |  | 0 | 0 | 0 | 0 | 0 | 0 | 0 | 0 | 0 | 0 | 0 | 0 | 0 | 0 | 0 | 0 | 0 | 0 | 0
7l | other RES (apart from hydro, including tidal, wave, geothermal, waste renewable, CSP,…) |  |  | 0 | 0 | 0 | 0 | 0 | 0 | 0 | 0 | 0 | 0 | 0 | 0 | 0 | 0 | 0 | 0 | 0 | 0 | 0
7m | Hydro Run of River and Reservoir |  |  | 0 | 0 | 0 | 0 | 0 | 0 | 0 | 0 | 0 | 0 | 0 | 0 | 0 | 0 | 0 | 0 | 0 | 0 | 0
7n | Hydro pumping |  |  | 0 | 0 | 0 | 0 | 0 | 0 | 0 | 0 | 0 | 0 | 0 | 0 | 0 | 0 | 0 | 0 | 0 | 0 | 0
7o | Other non-RES (incl. not clearly identifiable energy sources) |  |  | 0 | 0 | 0 | 0 | 0 | 0 | 0 | 0 | 0 | 0 | 0 | 0 | 0 | 0 | 0 | 0 | 0 | 0 | 0
PART B : DATA FOR NORMAL CONDITIONS
8 | Non-usable capacity at reference point (all power stations including mothballed, authorization & technical & legal constraints, energy source unavailability etc. ) |  |  | 6.5036 | 6.483 | 6.3695 | 6.4119 | 6.3921 | 6.357 | 6.4619 | 6.473 | 6.5014 | 6.4471 | 6.401 | 6.3863 | 6.4257 | 6.4643 | 6.5362 | 6.4514 | 6.3785 | 6.1989 | 6.0421
8a | of which nuclear |  |  | 0 | 0 | 0 | 0 | 0 | 0 | 0 | 0 | 0 | 0 | 0 | 0 | 0 | 0 | 0 | 0 | 0 | 0 | 0
8b | of which Lignite |  |  | 0 | 0 | 0 | 0 | 0 | 0 | 0 | 0 | 0 | 0 | 0 | 0 | 0 | 0 | 0 | 0 | 0 | 0 | 0
8c | of which Hard Coal |  |  | 0 | 0 | 0 | 0 | 0 | 0 | 0 | 0 | 0 | 0 | 0 | 0 | 0 | 0 | 0 | 0 | 0 | 0 | 0
8d | of which Gas |  |  | 0.317 | 0.317 | 0.317 | 0.317 | 0.317 | 0.317 | 0.317 | 0.317 | 0.317 | 0.317 | 0.317 | 0.317 | 0.317 | 0.317 | 0.317 | 0.317 | 0.317 | 0.317 | 0.317
8e | of which Oil |  |  | 0 | 0 | 0 | 0 | 0 | 0 | 0 | 0 | 0 | 0 | 0 | 0 | 0 | 0 | 0 | 0 | 0 | 0 | 0
8f | of which Oil Shale |  |  | 0 | 0 | 0 | 0 | 0 | 0 | 0 | 0 | 0 | 0 | 0 | 0 | 0 | 0 | 0 | 0 | 0 | 0 | 0
8g | of which Fossil Peat |  |  | 0 | 0 | 0 | 0 | 0 | 0 | 0 | 0 | 0 | 0 | 0 | 0 | 0 | 0 | 0 | 0 | 0 | 0 | 0
8h | of which onshore wind |  |  | 4.1295 | 4.0818 | 4.0124 | 4.0788 | 4.1604 | 4.2342 | 4.3299 | 4.3159 | 4.2916 | 4.2822 | 4.2612 | 4.2673 | 4.2945 | 4.4437 | 4.4511 | 4.4016 | 4.3461 | 4.1943 | 4.1992
8i | of which offshore wind |  |  | 0 | 0 | 0 | 0 | 0 | 0 | 0 | 0 | 0 | 0 | 0 | 0 | 0 | 0 | 0 | 0 | 0 | 0 | 0
8j | of which Solar |  |  | 0.67976 | 0.67979 | 0.67978 | 0.6797 | 0.67932 | 0.67848 | 0.67669 | 0.67269 | 0.66648 | 0.65756 | 0.64644 | 0.63369 | 0.61692 | 0.60321 | 0.58875 | 0.57446 | 0.56512 | 0.55822 | 0.41346
8k | of which Biomass |  |  | 0.35634 | 0.35634 | 0.35634 | 0.35634 | 0.35634 | 0.35634 | 0.35634 | 0.35634 | 0.35634 | 0.35634 | 0.35634 | 0.35634 | 0.35634 | 0.35634 | 0.35634 | 0.35634 | 0.35634 | 0.35634 | 0.35634
8l | of which other RES (apart from hydro) |  |  | 0 | 0 | 0 | 0 | 0 | 0 | 0 | 0 | 0 | 0 | 0 | 0 | 0 | 0 | 0 | 0 | 0 | 0 | 0
8m | Hydro Run of River and Reservoir |  |  | 0.602 | 0.623 | 0.604 | 0.604 | 0.508 | 0.428 | 0.429 | 0.427 | 0.467 | 0.415 | 0.407 | 0.408 | 0.441 | 0.373 | 0.442 | 0.429 | 0.422 | 0.413 | 0.455
8n | Hydro pumping |  |  | 0.403 | 0.409 | 0.384 | 0.36 | 0.355 | 0.327 | 0.337 | 0.368 | 0.387 | 0.403 | 0.397 | 0.388 | 0.384 | 0.355 | 0.365 | 0.357 | 0.356 | 0.344 | 0.285
8o | of which other non-RES (incl. not clearly identifiable energy sources) |  |  | 0.016 | 0.016 | 0.016 | 0.016 | 0.016 | 0.016 | 0.016 | 0.016 | 0.016 | 0.016 | 0.016 | 0.016 | 0.016 | 0.016 | 0.016 | 0.016 | 0.016 | 0.016 | 0.016
9 | Available capacity (9 = 6 - (7 + 8)) |  |  | 13.8566 | 13.8772 | 13.9907 | 13.9483 | 13.9681 | 14.0032 | 13.8983 | 13.8872 | 13.8588 | 13.6741 | 13.8422 | 13.6789 | 13.6395 | 13.8959 | 13.824 | 13.9088 | 13.5487 | 13.6753 | 13.8321
10 | Outages: average expected value (all power stations) |  |  | 0.26432 | 0.26432 | 0.26432 | 0.26432 | 0.26432 | 0.26432 | 0.26432 | 0.26432 | 0.26432 | 0.25715 | 0.26081 | 0.24161 | 0.24161 | 0.26432 | 0.26432 | 0.26432 | 0.25133 | 0.24974 | 0.24974
11 | System services reserve (one hour ahead of real time) |  |  | 0.707 | 0.708 | 0.708 | 0.709 | 0.708 | 0.707 | 0.724 | 0.724 | 0.723 | 0.72 | 0.715 | 0.714 | 0.711 | 0.711 | 0.695 | 0.69 | 0.689 | 0.69 | 0.684
12 | Reliably available capacity (12 = 9 - (10 + 11)) |  |  | 12.8853 | 12.9049 | 13.0184 | 12.975 | 12.9958 | 13.0319 | 12.91 | 12.8989 | 12.8715 | 12.6969 | 12.8664 | 12.7233 | 12.6869 | 12.9206 | 12.8647 | 12.9545 | 12.6083 | 12.7356 | 12.8984
13 | Demand at reference point in time |  |  | 6.8378 | 6.8618 | 6.8738 | 6.8867 | 6.8776 | 6.853 | 7.3251 | 7.3242 | 7.293 | 7.2083 | 7.0656 | 7.0246 | 6.9629 | 6.9627 | 6.512 | 6.39 | 6.3518 | 6.3431 | 6.161
13b | Population average daily (24h) temperature (degrees Celsius) |  |  | 12.6425 | 12.0224 | 11.5802 | 11.3676 | 11.4112 | 11.781 | 10.521 | 10.7328 | 10.9323 | 11.1306 | 11.3373 | 11.5606 | 11.8074 | 12.0832 | 12.346 | 12.6859 | 13.0634 | 13.479 | 13.932
14a | Load reduction / demand side response available at reference point in time |  |  | 0 | 0 | 0 | 0 | 0 | 0 | 0 | 0 | 0 | 0 | 0 | 0 | 0 | 0 | 0 | 0 | 0 | 0 | 0
14b | Strategic reserves available at reference point in time |  |  | 0 | 0 | 0 | 0 | 0 | 0 | 0 | 0 | 0 | 0 | 0 | 0 | 0 | 0 | 0 | 0 | 0 | 0 | 0
15 | Net weekly load at reference point in time (15 = 13-14a) |  |  | 6.8378 | 6.8618 | 6.8738 | 6.8867 | 6.8776 | 6.853 | 7.3251 | 7.3242 | 7.293 | 7.2083 | 7.0656 | 7.0246 | 6.9629 | 6.9627 | 6.512 | 6.39 | 6.3518 | 6.3431 | 6.161
16 | Remaining capacity at reference point in time (16 = 12- 15) |  |  | 6.0474 | 6.0431 | 6.1446 | 6.0883 | 6.1182 | 6.1788 | 5.5849 | 5.5747 | 5.5784 | 5.4886 | 5.8008 | 5.6986 | 5.724 | 5.9578 | 6.3527 | 6.5646 | 6.2565 | 6.3925 | 6.7374
B1 | Weekly peak load (unrestricted reference point in time)
B2 | Daily hour of expected weekly peak load (CET for winter, but CEST for last week; CEST for summer)
PART C : DATA FOR SEVERE CONDITIONS
17 | Non-usable capacity at reference point (all power stations including mothballed, authorization & technical & legal constraints, energy source unavailability etc. ) |  |  | 8.1796 | 8.2776 | 8.3343 | 8.3297 | 8.1813 | 8.5397 | 8.6335 | 8.6664 | 8.7811 | 8.8128 | 8.8175 | 8.7701 | 8.7195 | 8.6312 | 8.7283 | 8.6493 | 8.6169 | 8.5277 | 8.3669
17a | of which nuclear |  |  | 0 | 0 | 0 | 0 | 0 | 0 | 0 | 0 | 0 | 0 | 0 | 0 | 0 | 0 | 0 | 0 | 0 | 0 | 0
17b | of which Lignite |  |  | 0 | 0 | 0 | 0 | 0 | 0 | 0 | 0 | 0 | 0 | 0 | 0 | 0 | 0 | 0 | 0 | 0 | 0 | 0
17c | of which Hard Coal |  |  | 0 | 0 | 0 | 0 | 0 | 0 | 0 | 0 | 0 | 0 | 0 | 0 | 0 | 0 | 0 | 0 | 0 | 0 | 0
17d | of which Gas |  |  | 0.396 | 0.396 | 0.396 | 0.396 | 0.396 | 0.396 | 0.396 | 0.396 | 0.396 | 0.396 | 0.396 | 0.396 | 0.396 | 0.396 | 0.396 | 0.396 | 0.396 | 0.396 | 0.396
17e | of which Oil |  |  | 0 | 0 | 0 | 0 | 0 | 0 | 0 | 0 | 0 | 0 | 0 | 0 | 0 | 0 | 0 | 0 | 0 | 0 | 0
17f | of which Oil Shale |  |  | 0 | 0 | 0 | 0 | 0 | 0 | 0 | 0 | 0 | 0 | 0 | 0 | 0 | 0 | 0 | 0 | 0 | 0 | 0
17g | of which Fossil Peat |  |  | 0 | 0 | 0 | 0 | 0 | 0 | 0 | 0 | 0 | 0 | 0 | 0 | 0 | 0 | 0 | 0 | 0 | 0 | 0
17h | of which onshore wind |  |  | 5.4254 | 5.4244 | 5.4221 | 5.4325 | 5.4361 | 5.4467 | 5.4458 | 5.4415 | 5.4428 | 5.4338 | 5.422 | 5.414 | 5.3964 | 5.4009 | 5.3961 | 5.3872 | 5.3737 | 5.3507 | 5.3561
17i | of which offshore wind |  |  | 0 | 0 | 0 | 0 | 0 | 0 | 0 | 0 | 0 | 0 | 0 | 0 | 0 | 0 | 0 | 0 | 0 | 0 | 0
17j | of which Solar |  |  | 0.67991 | 0.67992 | 0.67992 | 0.67991 | 0.67987 | 0.67972 | 0.67939 | 0.67857 | 0.67695 | 0.67466 | 0.67013 | 0.66568 | 0.66075 | 0.65297 | 0.64281 | 0.63376 | 0.62584 | 0.61669 | 0.53342
17k | of which Biomass |  |  | 0.35634 | 0.35634 | 0.35634 | 0.35634 | 0.35634 | 0.35634 | 0.35634 | 0.35634 | 0.35634 | 0.35634 | 0.35634 | 0.35634 | 0.35634 | 0.35634 | 0.35634 | 0.35634 | 0.35634 | 0.35634 | 0.35634
17l | of which other RES (apart from hydro) |  |  | 0 | 0 | 0 | 0 | 0 | 0 | 0 | 0 | 0 | 0 | 0 | 0 | 0 | 0 | 0 | 0 | 0 | 0 | 0
17m | Hydro Run of River and Reservoir |  |  | 0.801 | 0.937 | 0.931 | 0.948 | 0.765 | 1.142 | 1.151 | 1.155 | 1.219 | 1.261 | 1.28 | 1.278 | 1.279 | 1.216 | 1.324 | 1.295 | 1.284 | 1.252 | 1.18
17n | Hydro pumping |  |  | 0.501 | 0.464 | 0.529 | 0.497 | 0.528 | 0.499 | 0.585 | 0.619 | 0.67 | 0.671 | 0.673 | 0.64 | 0.611 | 0.589 | 0.593 | 0.561 | 0.561 | 0.536 | 0.525
17o | of which other non-RES (incl. not clearly identifiable energy sources) |  |  | 0.02 | 0.02 | 0.02 | 0.02 | 0.02 | 0.02 | 0.02 | 0.02 | 0.02 | 0.02 | 0.02 | 0.02 | 0.02 | 0.02 | 0.02 | 0.02 | 0.02 | 0.02 | 0.02
18 | Available capacity (18 = 6 - (7 + 17)) |  |  | 12.1806 | 12.0826 | 12.0259 | 12.0305 | 12.1789 | 11.8205 | 11.7267 | 11.6938 | 11.5791 | 11.3084 | 11.4257 | 11.2951 | 11.3457 | 11.729 | 11.6319 | 11.7109 | 11.3103 | 11.3465 | 11.5073
19 | Outages: average expected value (all power stations) under SEVERE conditions |  |  | 0.26195 | 0.26195 | 0.26195 | 0.26195 | 0.26195 | 0.26195 | 0.26195 | 0.26195 | 0.26195 | 0.25478 | 0.25844 | 0.23924 | 0.23924 | 0.26195 | 0.26195 | 0.26195 | 0.24896 | 0.24737 | 0.24737
20 | System services reserve (one hour ahead of real time) under SEVERE conditions |  |  | 0.713 | 0.713 | 0.712 | 0.714 | 0.716 | 0.713 | 0.744 | 0.74 | 0.737 | 0.74 | 0.732 | 0.737 | 0.726 | 0.725 | 0.706 | 0.699 | 0.696 | 0.696 | 0.692
21 | Reliably available capacity under SEVERE conditions (21 = 18 - (19 + 20)) |  |  | 11.2056 | 11.1076 | 11.0519 | 11.0545 | 11.2009 | 10.8455 | 10.7207 | 10.6918 | 10.5801 | 10.3136 | 10.4353 | 10.3189 | 10.3805 | 10.742 | 10.664 | 10.7499 | 10.3654 | 10.4031 | 10.5679
22 | Demand at reference point in time under SEVERE conditions (one in 20 year) |  |  | 7.0033 | 7.0155 | 6.996 | 7.042 | 7.0981 | 7.0097 | 7.8803 | 7.7533 | 7.669 | 7.7475 | 7.5428 | 7.6667 | 7.3734 | 7.3336 | 6.8247 | 6.6286 | 6.5587 | 6.5166 | 6.3899
23a | Load reduction / demand side response available at reference point in time under SEVERE conditions |  |  | 0 | 0 | 0 | 0 | 0 | 0 | 0 | 0 | 0 | 0 | 0 | 0 | 0 | 0 | 0 | 0 | 0 | 0 | 0
23b | Strategic reserves available at reference point in time under SEVERE conditions |  |  | 0 | 0 | 0 | 0 | 0 | 0 | 0 | 0 | 0 | 0 | 0 | 0 | 0 | 0 | 0 | 0 | 0 | 0 | 0
24 | Net weekly peak load for SEVERE conditions (24 = 22-23a) |  |  | 7.0033 | 7.0155 | 6.996 | 7.042 | 7.0981 | 7.0097 | 7.8803 | 7.7533 | 7.669 | 7.7475 | 7.5428 | 7.6667 | 7.3734 | 7.3336 | 6.8247 | 6.6286 | 6.5587 | 6.5166 | 6.3899
25 | Remaining capacity for SEVERE conditions (25 = 21-24) |  |  | 4.2023 | 4.0921 | 4.0559 | 4.0125 | 4.1028 | 3.8358 | 2.8404 | 2.9385 | 2.9111 | 2.5661 | 2.8925 | 2.6522 | 3.007 | 3.4084 | 3.8393 | 4.1213 | 3.8067 | 3.8865 | 4.178
C1 | Weekly peak load under SEVERE conditions (unrestricted reference point in time)
C2 | Daily hour of expected weekly peak load (CET for winter, but CEST for last week; CEST for summer)
PART D: ADDITIONAL INFORMATION FOR INTERCONNECTORS (at synchronous peak)
31 | Simultaneous importable capacity |  | From | 1.62 | 1.62 | 1.62 | 1.62 | 1.62 | 1.62 | 1.62 | 1.62 | 1.62 | 1.62 | 1.62 | 1.62 | 1.62 | 1.62 | 1.62 | 1.62 | 1.62 | 1.62 | 1.8
32 | Simultaneous exportable capacity |  | To | 3.2 | 3.2 | 3.2 | 3.2 | 3.2 | 3.2 | 3.2 | 3.2 | 3.2 | 3.2 | 3.2 | 3.2 | 3.2 | 3.2 | 3.2 | 3.2 | 3.2 | 3.2 | 2.5
| The off-peak dates are related to Sunday of each week |  |  | 2019-12-01 | 2019-12-08 | 2019-12-15 | 2019-12-22 | 2019-12-29 | 2020-01-05 | 2020-01-12 | 2020-01-19 | 2020-01-26 | 2020-02-02 | 2020-02-09 | 2020-02-16 | 2020-02-23 | 2020-03-01 | 2020-03-08 | 2020-03-15 | 2020-03-22 | 2020-03-29 | 2020-04-05
| WEEK |  |  | 48 | 49 | 50 | 51 | 52 | 1 | 2 | 3 | 4 | 5 | 6 | 7 | 8 | 9 | 10 | 11 | 12 | 13 | 14
| Time (CET for winter, but CEST for last week of winter; CEST for summer) |  |  | 5:00 | 5:00 | 5:00 | 5:00 | 5:00 | 5:00 | 5:00 | 5:00 | 5:00 | 5:00 | 5:00 | 5:00 | 5:00 | 5:00 | 5:00 | 5:00 | 5:00 | 5:00 | 5:00
PART E: ADDITIONAL INFORMATION FOR NIGHT MIN DEMAND CONDITIONS
33 | Weekly Minimum Demand (overnight valley minimum) |  |  | 4.0683 | 4.0782 | 4.3859 | 4.3729 | 4.3658 | 4.3746 | 4.3767 | 4.3481 | 4.4279 | 4.4826 | 4.4409 | 4.4691 | 4.5137 | 4.4563 | 4.5885 | 4.5429 | 4.5915 | 4.1596 | 4.1223
34 | Must Run Generation (excluding wind/run of river) |  |  | 0.22 | 0.22 | 0.22 | 0.22 | 0.22 | 0.22 | 0.22 | 0.22 | 0.22 | 0.22 | 0.22 | 0.22 | 0.22 | 0.22 | 0.22 | 0.22 | 0.22 | 0.22 | 0.22
35 | Run of river generation (Must Run) |  |  | 0.787 | 0.888 | 0.889 | 0.66 | 0.601 | 0.888 | 0.865 | 0.854 | 0.92 | 0.762 | 0.74 | 0.632 | 0.738 | 0.725 | 0.774 | 0.605 | 0.56 | 0.581 | 0.575
36 | Downward balancing reserves (FCR, FRR) |  |  | 0.06 | 0.06 | 0.06 | 0.06 | 0.06 | 0.061 | 0.061 | 0.061 | 0.061 | 0.061 | 0.061 | 0.061 | 0.061 | 0.058 | 0.058 | 0.058 | 0.058 | 0.058 | 0.058
37 | Pumping Storage Capacity available (Power) |  |  | 2.698 | 2.698 | 2.698 | 2.698 | 2.698 | 2.698 | 2.698 | 2.698 | 2.698 | 2.698 | 2.698 | 2.698 | 2.698 | 2.698 | 2.698 | 2.698 | 2.698 | 2.698 | 2.698
38a | Highest expected onshore wind generation running |  |  | 4.3495 | 4.4015 | 4.4266 | 4.4428 | 4.4406 | 4.3716 | 4.3505 | 4.3402 | 4.2658 | 4.352 | 4.2776 | 4.2938 | 4.3616 | 4.2319 | 4.1756 | 4.1837 | 4.1085 | 4.0965 | 4.1448
38b | Highest expected offshore wind generation running |  |  | 0 | 0 | 0 | 0 | 0 | 0 | 0 | 0 | 0 | 0 | 0 | 0 | 0 | 0 | 0 | 0 | 0 | 0 | 0
39 | DOWNWARD REGULATION CAPABILITIES: 39 = (33+37)-(34+35+36+38a+38b)) |  |  | 1.3498 | 1.2067 | 1.4883 | 1.688 | 1.7422 | 1.532 | 1.5782 | 1.5709 | 1.6591 | 1.7855 | 1.8403 | 1.9603 | 1.8311 | 1.9193 | 2.059 | 2.1742 | 2.343 | 1.9021 | 1.8225
PART Ebis: ADDITIONAL INFORMATION FOR INTERCONNECTORS
Transportable capacity at night minimum demand conditions (high wind conditions)
40 | Simultaneous importable capacity |  | From | 1.89 | 1.89 | 1.89 | 1.89 | 1.89 | 1.89 | 1.89 | 1.89 | 1.89 | 1.89 | 1.89 | 1.89 | 1.89 | 1.89 | 1.89 | 1.89 | 1.89 | 1.89 | 2.52
41 | Simultaneous exportable capacity |  | To | 2.79 | 2.79 | 2.79 | 2.79 | 2.79 | 2.79 | 2.79 | 2.79 | 2.79 | 2.79 | 2.79 | 2.79 | 2.79 | 2.79 | 2.79 | 2.79 | 2.79 | 2.79 | 2.3
| Time (CET for winter, but CEST for last week of winter; CEST for summer) |  |  | 11:00 | 11:00 | 11:00 | 11:00 | 11:00 | 11:00 | 11:00 | 11:00 | 11:00 | 11:00 | 11:00 | 11:00 | 11:00 | 11:00 | 11:00 | 11:00 | 11:00 | 11:00 | 11:00
PART F: ADDITIONAL INFORMATION FOR DAYTIME MIN DEMAND CONDITIONS
42 | Weekly Minimum Daytime Demand (Sunday low peak + solar) |  |  | 4.4239 | 4.1022 | 5.1518 | 5.1553 | 5.1485 | 5.155 | 5.1489 | 5.1663 | 5.1676 | 5.1672 | 5.2093 | 5.221 | 5.2454 | 5.2254 | 5.2702 | 5.2778 | 5.2502 | 4.7046 | 4.6825
43 | Must Run Generation (excluding wind/PV/run of river) |  |  | 0.22 | 0.22 | 0.22 | 0.22 | 0.22 | 0.22 | 0.22 | 0.22 | 0.22 | 0.22 | 0.22 | 0.22 | 0.22 | 0.22 | 0.22 | 0.22 | 0.22 | 0.22 | 0.22
44 | Run of river generation (Must Run) |  |  | 0.787 | 0.888 | 0.889 | 0.66 | 0.601 | 0.888 | 0.865 | 0.854 | 0.92 | 0.762 | 0.74 | 0.632 | 0.738 | 0.725 | 0.774 | 0.605 | 0.56 | 0.581 | 0.575
45 | Downward balancing reserves (FCR, FRR) |  |  | 0.079 | 0.079 | 0.079 | 0.079 | 0.079 | 0.08 | 0.08 | 0.08 | 0.08 | 0.08 | 0.08 | 0.08 | 0.08 | 0.075 | 0.075 | 0.075 | 0.075 | 0.075 | 0.075
46 | Pumping Storage Capacity available (Power) |  |  | 2.698 | 2.698 | 2.698 | 2.698 | 2.698 | 2.698 | 2.698 | 2.698 | 2.698 | 2.698 | 2.698 | 2.698 | 2.698 | 2.698 | 2.698 | 2.698 | 2.698 | 2.698 | 2.698
47a | Highest expected onshore wind generation running |  |  | 4.2758 | 4.3315 | 4.3449 | 4.3547 | 4.3755 | 4.2877 | 4.2771 | 4.2714 | 4.1973 | 4.2842 | 4.2402 | 4.1997 | 4.3005 | 4.1627 | 4.1506 | 4.1391 | 4.0201 | 4.0279 | 4.0406
47b | Highest expected offshore wind generation running |  |  | 0 | 0 | 0 | 0 | 0 | 0 | 0 | 0 | 0 | 0 | 0 | 0 | 0 | 0 | 0 | 0 | 0 | 0 | 0
48 | Highest expected solar PV running |  |  | 0.3009 | 0.28771 | 0.27354 | 0.26349 | 0.26006 | 0.25811 | 0.26116 | 0.26882 | 0.27795 | 0.29545 | 0.31076 | 0.32478 | 0.344 | 0.3629 | 0.3728 | 0.38747 | 0.39755 | 0.41106 | 0.28479
49 | DOWNWARD REGULATION CAPABILITIES: 49 = (42+46)-(43+44+45+47a+47b+48a+48b) |  |  | 1.4591 | 0.99404 | 2.0433 | 2.2761 | 2.311 | 2.1193 | 2.1436 | 2.17 | 2.1703 | 2.2235 | 2.3163 | 2.4625 | 2.2609 | 2.3777 | 2.3758 | 2.5492 | 2.6755 | 2.0877 | 2.1851
PART Fbis: ADDITIONAL INFORMATION FOR INTERCONNECTORS
Transportable capacity at daytime minimum demand conditions (high wind and high solar conditions)
50 | Simultaneous importable capacity |  | From | 1.89 | 1.89 | 1.89 | 1.89 | 1.89 | 1.89 | 1.89 | 1.89 | 1.89 | 1.89 | 1.89 | 1.89 | 1.89 | 1.89 | 1.89 | 1.89 | 1.89 | 1.89 | 2.52
51 | Simultaneous exportable capacity |  | To | 2.79 | 2.79 | 2.79 | 2.79 | 2.79 | 2.79 | 2.79 | 2.79 | 2.79 | 2.79 | 2.79 | 2.79 | 2.79 | 2.79 | 2.79 | 2.79 | 2.79 | 2.79 | 2.3

## PL
Winter Outlook Report 2019/2020
| Power Data (all entries are assumed to be >0) |  |  |  |  | PL | [6 empty] | Heating if temperature below: | 16.5096 |  |  |  | Cooling if temperature above: | 21.5096
| (Net values in GW, at a synchronous time every week) |  |  |  |  | Poland | [6 empty] | Heating saturation temperature: | -3 |  |  |  | Cooling saturation temperature: | not detected
[13 empty] | Temperature sensitivity in heating [MW/ ͦC] | -196.7337 |  |  |  | Temperature sensitivity in cooling [MW/ ͦC] | 131.1251
| The peak dates are related to Wednesday of each week |  |  | 2019-11-27 | 2019-12-04 | 2019-12-11 | 2019-12-18 | 2019-12-24 | 2019-12-31 | 2020-01-08 | 2020-01-15 | 2020-01-22 | 2020-01-29 | 2020-02-05 | 2020-02-12 | 2020-02-19 | 2020-02-26 | 2020-03-04 | 2020-03-11 | 2020-03-18 | 2020-03-25 | 2020-04-01
| WEEK |  |  | 48 | 49 | 50 | 51 | 52 | 1 | 2 | 3 | 4 | 5 | 6 | 7 | 8 | 9 | 10 | 11 | 12 | 13 | 14
| Time (CET for winter, but CEST last week; CEST for summer) |  |  | 19:00 | 19:00 | 19:00 | 19:00 | 19:00 | 19:00 | 19:00 | 19:00 | 19:00 | 19:00 | 19:00 | 19:00 | 19:00 | 19:00 | 19:00 | 19:00 | 19:00 | 19:00 | 19:00
Line | PART A : INDIGENOUS NATIONAL GENERATION | Severe conditions Average Forced Outage Rate | Normal conditions Average Forced Outage Rate
Net generating capacity:
1 | Nuclear Power | 5% | 5% | 0 | 0 | 0 | 0 | 0 | 0 | 0 | 0 | 0 | 0 | 0 | 0 | 0 | 0 | 0 | 0 | 0 | 0 | 0
2 | Fossil Fuels |  |  | 31.72 | 31.75 | 31.75 | 31.75 | 31.75 | 31.55 | 30.81 | 30.81 | 30.81 | 30.81 | 30.81 | 30.81 | 30.81 | 30.81 | 30.81 | 30.81 | 30.81 | 31.28 | 31.29
2a | of which Lignite | 9% | 9% | 7.73 | 7.76 | 7.76 | 7.76 | 7.76 | 7.56 | 7.36 | 7.36 | 7.36 | 7.36 | 7.36 | 7.36 | 7.36 | 7.36 | 7.36 | 7.36 | 7.36 | 7.36 | 7.36
2b | of which Hard Coal | 9% | 9% | 20.911 | 20.911 | 20.911 | 20.911 | 20.911 | 20.911 | 20.3853 | 20.3853 | 20.3853 | 20.3853 | 20.3853 | 20.3853 | 20.3853 | 20.3853 | 20.3853 | 20.3853 | 20.3853 | 20.3853 | 20.3925
2c | of which Gas | 7% | 7% | 3.079 | 3.079 | 3.079 | 3.079 | 3.079 | 3.079 | 3.0647 | 3.0647 | 3.0647 | 3.0647 | 3.0647 | 3.0647 | 3.0647 | 3.0647 | 3.0647 | 3.0647 | 3.0647 | 3.5347 | 3.5375
2d | of which Oil | 9% | 9% | 0 | 0 | 0 | 0 | 0 | 0 | 0 | 0 | 0 | 0 | 0 | 0 | 0 | 0 | 0 | 0 | 0 | 0 | 0
2e | of which Oil Shale | 8.75% | 8.75% | 0 | 0 | 0 | 0 | 0 | 0 | 0 | 0 | 0 | 0 | 0 | 0 | 0 | 0 | 0 | 0 | 0 | 0 | 0
2f | of which Fossil Peat | 8.75% | 8.75% | 0 | 0 | 0 | 0 | 0 | 0 | 0 | 0 | 0 | 0 | 0 | 0 | 0 | 0 | 0 | 0 | 0 | 0 | 0
3 | Renewable Energy Sources (other than hydro) |  |  | 7.61 | 7.62 | 7.62 | 7.63 | 7.64 | 7.64 | 7.61 | 7.62 | 7.63 | 7.64 | 7.65 | 7.66 | 7.67 | 7.68 | 7.69 | 7.71 | 7.72 | 7.73 | 7.74
3a | of which onshore wind | 0% | 0% | 5.9 | 5.9 | 5.9 | 5.9 | 5.9 | 5.9 | 5.85 | 5.85 | 5.85 | 5.85 | 5.85 | 5.85 | 5.85 | 5.85 | 5.85 | 5.85 | 5.85 | 5.85 | 5.85
3b | of which offshore wind | 0% | 0% | 0 | 0 | 0 | 0 | 0 | 0 | 0 | 0 | 0 | 0 | 0 | 0 | 0 | 0 | 0 | 0 | 0 | 0 | 0
3c | of which Solar (PV) | 0% | 0% | 0.89 | 0.9 | 0.9 | 0.91 | 0.92 | 0.92 | 0.94 | 0.95 | 0.96 | 0.97 | 0.98 | 0.99 | 1 | 1.01 | 1.02 | 1.04 | 1.05 | 1.06 | 1.07
3d | of which Biomass | 0% | 0% | 0.51 | 0.51 | 0.51 | 0.51 | 0.51 | 0.51 | 0.51 | 0.51 | 0.51 | 0.51 | 0.51 | 0.51 | 0.51 | 0.51 | 0.51 | 0.51 | 0.51 | 0.51 | 0.51
3e | of which other RES (e.g. tidal, wave, geothermal, RES waste, CSP) | 0% | 0% | 0.31 | 0.31 | 0.31 | 0.31 | 0.31 | 0.31 | 0.31 | 0.31 | 0.31 | 0.31 | 0.31 | 0.31 | 0.31 | 0.31 | 0.31 | 0.31 | 0.31 | 0.31 | 0.31
4a | Hydro Run of River and Reservoir | 0% | 0% | 0.89 | 0.89 | 0.89 | 0.89 | 0.89 | 0.89 | 0.89 | 0.89 | 0.89 | 0.89 | 0.89 | 0.89 | 0.89 | 0.89 | 0.89 | 0.89 | 0.89 | 0.89 | 0.89
4b | Hydro pumping | 0% | 0% | 1.32 | 1.32 | 1.32 | 1.32 | 1.32 | 1.32 | 1.32 | 1.32 | 1.32 | 1.32 | 1.32 | 1.32 | 1.32 | 1.32 | 1.32 | 1.32 | 1.32 | 1.32 | 1.32
5 | Other non-RES (e.g. CHP non-renewable, waste non-renewable) | 0% | 0% | 0 | 0 | 0 | 0 | 0 | 0 | 0 | 0 | 0 | 0 | 0 | 0 | 0 | 0 | 0 | 0 | 0 | 0 | 0
6 | Total Net generating capacity (6 = 1+2+3+4a+4b+5) |  |  | 41.54 | 41.58 | 41.58 | 41.59 | 41.6 | 41.4 | 40.63 | 40.64 | 40.65 | 40.66 | 40.67 | 40.68 | 40.69 | 40.7 | 40.71 | 40.73 | 40.74 | 41.22 | 41.24
7 | Maintenance & Overhauls (planned outages) |  |  | 2.54 | 2.29 | 2.23 | 1.52 | 1.18 | 0.97 | 0.99 | 1.61 | 1.61 | 1.2 | 1.22 | 2.42 | 1.66 | 2.33 | 3.91 | 4.53 | 4.33 | 4.22 | 4.66
7a | Nuclear Power |  |  | 0 | 0 | 0 | 0 | 0 | 0 | 0 | 0 | 0 | 0 | 0 | 0 | 0 | 0 | 0 | 0 | 0 | 0 | 0
7b | Lignite |  |  | 1.26 | 1.26 | 1.26 | 0.55 | 0.21 | 0.21 | 0.21 | 0.21 | 0.21 | 0 | 0 | 0 | 0 | 0.24 | 1.02 | 1.02 | 1.02 | 1.02 | 1.22
7c | Hard Coal |  |  | 1.1311 | 0.92695 | 0.92695 | 0.92695 | 0.92695 | 0.71695 | 0.73121 | 1.3512 | 1.3512 | 1.1512 | 1.1655 | 2.3655 | 1.6055 | 2.0355 | 2.824 | 3.024 | 3.1808 | 3.1024 | 3.1279
7d | Gas |  |  | 0.06888 | 0.04305 | 0.04305 | 0.04305 | 0.04305 | 0.04305 | 0.04879 | 0.04879 | 0.04879 | 0.04879 | 0.05453 | 0.05453 | 0.05453 | 0.05453 | 0.06601 | 0.48601 | 0.12915 | 0.09758 | 0.15211
7e | Oil |  |  | 0 | 0 | 0 | 0 | 0 | 0 | 0 | 0 | 0 | 0 | 0 | 0 | 0 | 0 | 0 | 0 | 0 | 0 | 0
7f | Oil Shale |  |  | 0 | 0 | 0 | 0 | 0 | 0 | 0 | 0 | 0 | 0 | 0 | 0 | 0 | 0 | 0 | 0 | 0 | 0 | 0
7g | Fossil Peat |  |  | 0 | 0 | 0 | 0 | 0 | 0 | 0 | 0 | 0 | 0 | 0 | 0 | 0 | 0 | 0 | 0 | 0 | 0 | 0
7h | Onshore Wind |  |  | 0 | 0 | 0 | 0 | 0 | 0 | 0 | 0 | 0 | 0 | 0 | 0 | 0 | 0 | 0 | 0 | 0 | 0 | 0
7i | Offshore Wind |  |  | 0 | 0 | 0 | 0 | 0 | 0 | 0 | 0 | 0 | 0 | 0 | 0 | 0 | 0 | 0 | 0 | 0 | 0 | 0
7j | Solar (PV) |  |  | 0 | 0 | 0 | 0 | 0 | 0 | 0 | 0 | 0 | 0 | 0 | 0 | 0 | 0 | 0 | 0 | 0 | 0 | 0
7k | Biomass |  |  | 0 | 0 | 0 | 0 | 0 | 0 | 0 | 0 | 0 | 0 | 0 | 0 | 0 | 0 | 0 | 0 | 0 | 0 | 0
7l | other RES (apart from hydro, including tidal, wave, geothermal, waste renewable, CSP,…) |  |  | 0 | 0 | 0 | 0 | 0 | 0 | 0 | 0 | 0 | 0 | 0 | 0 | 0 | 0 | 0 | 0 | 0 | 0 | 0
7m | Hydro Run of River and Reservoir |  |  | 0 | 0 | 0 | 0 | 0 | 0 | 0 | 0 | 0 | 0 | 0 | 0 | 0 | 0 | 0 | 0 | 0 | 0 | 0
7n | Hydro pumping |  |  | 0.08 | 0.06 | 0 | 0 | 0 | 0 | 0 | 0 | 0 | 0 | 0 | 0 | 0 | 0 | 0 | 0 | 0 | 0 | 0.16
7o | Other non-RES (incl. not clearly identifiable energy sources) |  |  | 0 | 0 | 0 | 0 | 0 | 0 | 0 | 0 | 0 | 0 | 0 | 0 | 0 | 0 | 0 | 0 | 0 | 0 | 0
PART B : DATA FOR NORMAL CONDITIONS
8 | Non-usable capacity at reference point (all power stations including mothballed, authorization & technical & legal constraints, energy source unavailability etc. ) |  |  | 11.4084 | 10.4088 | 10.2886 | 10.2377 | 10.1842 | 10.1397 | 10.1713 | 10.1498 | 10.192 | 10.4357 | 10.5193 | 10.4886 | 10.5892 | 10.5505 | 10.5349 | 10.5002 | 10.6517 | 10.8438 | 11.6301
8a | of which nuclear |  |  | 0 | 0 | 0 | 0 | 0 | 0 | 0 | 0 | 0 | 0 | 0 | 0 | 0 | 0 | 0 | 0 | 0 | 0 | 0
8b | of which Lignite |  |  | 0.2 | 0.24 | 0.23 | 0.24 | 0.21 | 0.19 | 0.23 | 0.26 | 0.24 | 0.26 | 0.26 | 0.26 | 0.26 | 0.22 | 0.17 | 0.14 | 0.13 | 0.14 | 0.14
8c | of which Hard Coal |  |  | 3.955 | 3.011 | 3.0481 | 2.9952 | 3.0524 | 3.0195 | 3.0597 | 3.0611 | 3.0982 | 3.1582 | 3.1952 | 3.1152 | 3.0581 | 3.0481 | 3.015 | 3.0278 | 2.9964 | 2.9579 | 3.3743
8d | of which Gas |  |  | 1.335 | 1.279 | 1.2619 | 1.2648 | 1.2876 | 1.3305 | 1.2503 | 1.2289 | 1.2318 | 1.2418 | 1.2748 | 1.2748 | 1.2719 | 1.2619 | 1.325 | 1.2522 | 1.3436 | 1.4621 | 1.6357
8e | of which Oil |  |  | 0 | 0 | 0 | 0 | 0 | 0 | 0 | 0 | 0 | 0 | 0 | 0 | 0 | 0 | 0 | 0 | 0 | 0 | 0
8f | of which Oil Shale |  |  | 0 | 0 | 0 | 0 | 0 | 0 | 0 | 0 | 0 | 0 | 0 | 0 | 0 | 0 | 0 | 0 | 0 | 0 | 0
8g | of which Fossil Peat |  |  | 0 | 0 | 0 | 0 | 0 | 0 | 0 | 0 | 0 | 0 | 0 | 0 | 0 | 0 | 0 | 0 | 0 | 0 | 0
8h | of which onshore wind |  |  | 4.5884 | 4.5188 | 4.3886 | 4.3877 | 4.2842 | 4.2497 | 4.3113 | 4.2898 | 4.302 | 4.4457 | 4.4393 | 4.4986 | 4.6392 | 4.6505 | 4.6249 | 4.6602 | 4.7117 | 4.7539 | 4.9094
8i | of which offshore wind |  |  | 0 | 0 | 0 | 0 | 0 | 0 | 0 | 0 | 0 | 0 | 0 | 0 | 0 | 0 | 0 | 0 | 0 | 0 | 0
8j | of which Solar |  |  | 0.89 | 0.9 | 0.9 | 0.91 | 0.92 | 0.92 | 0.94 | 0.95 | 0.96 | 0.97 | 0.98 | 0.99 | 1 | 1.01 | 1.02 | 1.04 | 1.05 | 1.0598 | 1.0406
8k | of which Biomass |  |  | 0.12 | 0.12 | 0.11 | 0.11 | 0.11 | 0.11 | 0.11 | 0.1 | 0.1 | 0.1 | 0.1 | 0.1 | 0.11 | 0.11 | 0.12 | 0.12 | 0.13 | 0.14 | 0.16
8l | of which other RES (apart from hydro) |  |  | 0.07 | 0.07 | 0.07 | 0.07 | 0.07 | 0.07 | 0.06 | 0.06 | 0.06 | 0.06 | 0.06 | 0.06 | 0.07 | 0.07 | 0.07 | 0.07 | 0.08 | 0.09 | 0.09
8m | Hydro Run of River and Reservoir |  |  | 0.25 | 0.27 | 0.27 | 0.26 | 0.25 | 0.25 | 0.21 | 0.19 | 0.19 | 0.19 | 0.2 | 0.19 | 0.18 | 0.17 | 0.18 | 0.18 | 0.2 | 0.23 | 0.26
8n | Hydro pumping |  |  | 0 | 0 | 0.01 | 0 | 0 | 0 | 0 | 0.01 | 0.01 | 0.01 | 0.01 | 0 | 0 | 0.01 | 0.01 | 0.01 | 0.01 | 0.01 | 0.02
8o | of which other non-RES (incl. not clearly identifiable energy sources) |  |  | 0 | 0 | 0 | 0 | 0 | 0 | 0 | 0 | 0 | 0 | 0 | 0 | 0 | 0 | 0 | 0 | 0 | 0 | 0
9 | Available capacity (9 = 6 - (7 + 8)) |  |  | 27.5916 | 28.8812 | 29.0614 | 29.8323 | 30.2358 | 30.2903 | 29.4687 | 28.8802 | 28.848 | 29.0243 | 28.9307 | 27.7714 | 28.4408 | 27.8195 | 26.2651 | 25.6998 | 25.7583 | 26.1562 | 24.9499
10 | Outages: average expected value (all power stations) |  |  | 1.45 | 1.57 | 1.73 | 1.84 | 1.5 | 1.36 | 1.31 | 1.33 | 1.34 | 1.33 | 1.34 | 1.16 | 1.18 | 1.12 | 1.13 | 1.2 | 1.26 | 1.25 | 1.14
11 | System services reserve (one hour ahead of real time) |  |  | 1.16 | 1.16 | 1.16 | 1.16 | 1.16 | 1.16 | 1.16 | 1.16 | 1.16 | 1.16 | 1.16 | 1.16 | 1.16 | 1.16 | 1.16 | 1.16 | 1.16 | 1.16 | 1.16
12 | Reliably available capacity (12 = 9 - (10 + 11)) |  |  | 24.9816 | 26.1512 | 26.1714 | 26.8323 | 27.5758 | 27.7703 | 26.9987 | 26.3902 | 26.348 | 26.5343 | 26.4307 | 25.4514 | 26.1008 | 25.5395 | 23.9751 | 23.3398 | 23.3383 | 23.7462 | 22.6499
13 | Demand at reference point in time |  |  | 23.4201 | 23.3769 | 23.3971 | 23.4606 | 17.7964 | 20.7565 | 23.454 | 23.5196 | 23.3839 | 23.1219 | 23.2849 | 23.0076 | 23.0839 | 23.1409 | 22.4483 | 22.5731 | 22.2794 | 20.5242 | 19.7417
13b | Population average daily (24h) temperature (degrees Celsius) |  |  | 1.9935 | 1.1175 | 0.42044 | -0.060761 | -0.2717 | -0.24608 | -0.90851 | -1.3265 | -1.4908 | -1.4234 | -1.1462 | -0.6808 | -0.048834 | 0.72845 | 1.4945 | 2.4863 | 3.5647 | 4.7099 | 5.9028
14a | Load reduction / demand side response available at reference point in time |  |  | 0 | 0 | 0 | 0 | 0 | 0 | 0 | 0 | 0 | 0 | 0 | 0 | 0 | 0 | 0 | 0 | 0 | 0 | 0
14b | Strategic reserves available at reference point in time |  |  | 0 | 0 | 0 | 0 | 0 | 0 | 0 | 0 | 0 | 0 | 0 | 0 | 0 | 0 | 0 | 0 | 0 | 0 | 0
15 | Net weekly load at reference point in time (15 = 13-14a) |  |  | 23.4201 | 23.3769 | 23.3971 | 23.4606 | 17.7964 | 20.7565 | 23.454 | 23.5196 | 23.3839 | 23.1219 | 23.2849 | 23.0076 | 23.0839 | 23.1409 | 22.4483 | 22.5731 | 22.2794 | 20.5242 | 19.7417
16 | Remaining capacity at reference point in time (16 = 12- 15) |  |  | 1.5615 | 2.7743 | 2.7743 | 3.3717 | 9.7794 | 7.0138 | 3.5447 | 2.8705 | 2.9641 | 3.4124 | 3.1457 | 2.4438 | 3.0169 | 2.3986 | 1.5267 | 0.76667 | 1.059 | 3.2221 | 2.9082
B1 | Weekly peak load (unrestricted reference point in time) |  |  | 24.6379 | 24.6823 | 25.0934 | 24.8884 | 22.6889 | 24.0677 | 24.9211 | 24.7205 | 24.758 | 24.4912 | 24.4134 | 24.2477 | 23.793 | 23.6491 | 23.9968 | 23.4144 | 23.1867 | 23.0851 | 22.8193
B2 | Daily hour of expected weekly peak load (CET for winter, but CEST for last week; CEST for summer) |  |  | 18:00 | 18:00 | 18:00 | 18:00 | 18:00 | 19:00 | 19:00 | 19:00 | 19:00 | 19:00 | 14:00 | 19:00 | 14:00 | 20:00 | 15:00 | 15:00 | 13:00 | 21:00 | 13:00
PART C : DATA FOR SEVERE CONDITIONS
17 | Non-usable capacity at reference point (all power stations including mothballed, authorization & technical & legal constraints, energy source unavailability etc. ) |  |  | 13.0305 | 11.8396 | 11.8433 | 11.7641 | 11.7392 | 11.6888 | 11.7375 | 11.7665 | 11.8001 | 11.9286 | 11.9754 | 11.9073 | 11.9201 | 11.8864 | 11.8173 | 11.6834 | 11.8259 | 12.0254 | 12.7459
17a | of which nuclear |  |  | 0 | 0 | 0 | 0 | 0 | 0 | 0 | 0 | 0 | 0 | 0 | 0 | 0 | 0 | 0 | 0 | 0 | 0 | 0
17b | of which Lignite |  |  | 0.26 | 0.3 | 0.3 | 0.3 | 0.25 | 0.22 | 0.28 | 0.33 | 0.3 | 0.32 | 0.31 | 0.31 | 0.33 | 0.29 | 0.22 | 0.18 | 0.17 | 0.18 | 0.19
17c | of which Hard Coal |  |  | 4.305 | 3.121 | 3.1681 | 3.0852 | 3.1224 | 3.0795 | 3.1797 | 3.1911 | 3.2282 | 3.2882 | 3.3052 | 3.2152 | 3.1681 | 3.1781 | 3.085 | 3.0878 | 3.0664 | 3.0279 | 3.4543
17d | of which Gas |  |  | 1.405 | 1.339 | 1.3119 | 1.3148 | 1.3376 | 1.3705 | 1.3003 | 1.2789 | 1.2818 | 1.2918 | 1.3148 | 1.3148 | 1.3219 | 1.3319 | 1.385 | 1.2822 | 1.4036 | 1.5721 | 1.7657
17e | of which Oil |  |  | 0 | 0 | 0 | 0 | 0 | 0 | 0 | 0 | 0 | 0 | 0 | 0 | 0 | 0 | 0 | 0 | 0 | 0 | 0
17f | of which Oil Shale |  |  | 0 | 0 | 0 | 0 | 0 | 0 | 0 | 0 | 0 | 0 | 0 | 0 | 0 | 0 | 0 | 0 | 0 | 0 | 0
17g | of which Fossil Peat |  |  | 0 | 0 | 0 | 0 | 0 | 0 | 0 | 0 | 0 | 0 | 0 | 0 | 0 | 0 | 0 | 0 | 0 | 0 | 0
17h | of which onshore wind |  |  | 5.7305 | 5.7196 | 5.7033 | 5.7041 | 5.6792 | 5.6688 | 5.6575 | 5.6565 | 5.6701 | 5.6986 | 5.6954 | 5.7173 | 5.7301 | 5.7164 | 5.7173 | 5.7134 | 5.7159 | 5.7154 | 5.7391
17i | of which offshore wind |  |  | 0 | 0 | 0 | 0 | 0 | 0 | 0 | 0 | 0 | 0 | 0 | 0 | 0 | 0 | 0 | 0 | 0 | 0 | 0
17j | of which Solar |  |  | 0.89 | 0.9 | 0.9 | 0.91 | 0.92 | 0.92 | 0.94 | 0.95 | 0.96 | 0.97 | 0.98 | 0.99 | 1 | 1.01 | 1.02 | 1.04 | 1.05 | 1.06 | 1.0567
17k | of which Biomass |  |  | 0.12 | 0.12 | 0.11 | 0.11 | 0.11 | 0.11 | 0.11 | 0.1 | 0.1 | 0.1 | 0.1 | 0.1 | 0.11 | 0.11 | 0.12 | 0.12 | 0.13 | 0.14 | 0.16
17l | of which other RES (apart from hydro) |  |  | 0.07 | 0.07 | 0.07 | 0.07 | 0.07 | 0.07 | 0.06 | 0.06 | 0.06 | 0.06 | 0.06 | 0.06 | 0.07 | 0.07 | 0.07 | 0.07 | 0.08 | 0.09 | 0.09
17m | Hydro Run of River and Reservoir |  |  | 0.25 | 0.27 | 0.27 | 0.26 | 0.25 | 0.25 | 0.21 | 0.19 | 0.19 | 0.19 | 0.2 | 0.19 | 0.18 | 0.17 | 0.18 | 0.18 | 0.2 | 0.23 | 0.26
17n | Hydro pumping |  |  | 0 | 0 | 0.01 | 0.01 | 0 | 0 | 0 | 0.01 | 0.01 | 0.01 | 0.01 | 0.01 | 0.01 | 0.01 | 0.02 | 0.01 | 0.01 | 0.01 | 0.03
17o | of which other non-RES (incl. not clearly identifiable energy sources) |  |  | 0 | 0 | 0 | 0 | 0 | 0 | 0 | 0 | 0 | 0 | 0 | 0 | 0 | 0 | 0 | 0 | 0 | 0 | 0
18 | Available capacity (18 = 6 - (7 + 17)) |  |  | 25.9695 | 27.4504 | 27.5067 | 28.3059 | 28.6808 | 28.7412 | 27.9025 | 27.2635 | 27.2399 | 27.5314 | 27.4746 | 26.3527 | 27.1099 | 26.4836 | 24.9827 | 24.5166 | 24.5841 | 24.9746 | 23.8341
19 | Outages: average expected value (all power stations) under SEVERE conditions |  |  | 1.87 | 2.04 | 2.24 | 2.27 | 1.78 | 1.58 | 1.61 | 1.67 | 1.7 | 1.63 | 1.61 | 1.4 | 1.51 | 1.48 | 1.47 | 1.52 | 1.64 | 1.64 | 1.53
20 | System services reserve (one hour ahead of real time) under SEVERE conditions |  |  | 1.16 | 1.16 | 1.16 | 1.16 | 1.16 | 1.16 | 1.16 | 1.16 | 1.16 | 1.16 | 1.16 | 1.16 | 1.16 | 1.16 | 1.16 | 1.16 | 1.16 | 1.16 | 1.16
21 | Reliably available capacity under SEVERE conditions (21 = 18 - (19 + 20)) |  |  | 22.9395 | 24.2504 | 24.1067 | 24.8759 | 25.7408 | 26.0012 | 25.1325 | 24.4335 | 24.3799 | 24.7414 | 24.7046 | 23.7927 | 24.4399 | 23.8436 | 22.3527 | 21.8366 | 21.7841 | 22.1746 | 21.1441
22 | Demand at reference point in time under SEVERE conditions (one in 20 year) |  |  | 24.1516 | 24.4183 | 24.5971 | 24.815 | 19.0398 | 21.7276 | 24.8574 | 24.5959 | 24.335 | 23.9317 | 24.2454 | 23.983 | 23.7284 | 23.7859 | 23.449 | 23.4126 | 22.8987 | 21.1296 | 20.2708
23a | Load reduction / demand side response available at reference point in time under SEVERE conditions |  |  | 0 | 0 | 0 | 0 | 0 | 0 | 0 | 0 | 0 | 0 | 0 | 0 | 0 | 0 | 0 | 0 | 0 | 0 | 0
23b | Strategic reserves available at reference point in time under SEVERE conditions |  |  | 0 | 0 | 0 | 0 | 0 | 0 | 0 | 0 | 0 | 0 | 0 | 0 | 0 | 0 | 0 | 0 | 0 | 0 | 0
24 | Net weekly peak load for SEVERE conditions (24 = 22-23a) |  |  | 24.1516 | 24.4183 | 24.5971 | 24.815 | 19.0398 | 21.7276 | 24.8574 | 24.5959 | 24.335 | 23.9317 | 24.2454 | 23.983 | 23.7284 | 23.7859 | 23.449 | 23.4126 | 22.8987 | 21.1296 | 20.2708
25 | Remaining capacity for SEVERE conditions (25 = 21-24) |  |  | -1.2121 | -0.16798 | -0.49044 | 0.060957 | 6.701 | 4.2736 | 0.27513 | -0.16241 | 0.044894 | 0.80977 | 0.45923 | -0.19032 | 0.71155 | 0.057684 | -1.0963 | -1.5759 | -1.1146 | 1.045 | 0.87337
C1 | Weekly peak load under SEVERE conditions (unrestricted reference point in time) |  |  | 24.9069 | 25.2833 | 25.2855 | 25.379 | 22.7946 | 24.2578 | 25.2553 | 25.0121 | 24.906 | 24.6737 | 24.7201 | 24.8801 | 23.9282 | 23.8717 | 24.0926 | 23.6942 | 23.2637 | 23.1093 | 23.0169
C2 | Daily hour of expected weekly peak load (CET for winter, but CEST for last week; CEST for summer) |  |  | 18:00 | 18:00 | 18:00 | 18:00 | 18:00 | 19:00 | 19:00 | 19:00 | 19:00 | 19:00 | 14:00 | 19:00 | 15:00 | 14:00 | 15:00 | 15:00 | 15:00 | 21:00 | 14:00
PART D: ADDITIONAL INFORMATION FOR INTERCONNECTORS (at synchronous peak)
31 | Simultaneous importable capacity |  | From | 1.6 | 1.6 | 1.6 | 1.6 | 1.6 | 1.6 | 1.6 | 1.6 | 1.6 | 1.6 | 1.6 | 1.6 | 1.6 | 1.6 | 1.6 | 1.6 | 1.6 | 1.6 | 1.6
32 | Simultaneous exportable capacity |  | To | 1.45 | 1.45 | 1.65 | 1.55 | 1.65 | 1.65 | 1.65 | 1.65 | 1.65 | 1.65 | 1.65 | 1.65 | 1.65 | 1.65 | 1.65 | 1.65 | 1.65 | 1.65 | 1.65
| The off-peak dates are related to Sunday of each week |  |  | 2019-12-01 | 2019-12-08 | 2019-12-15 | 2019-12-22 | 2019-12-29 | 2020-01-05 | 2020-01-12 | 2020-01-19 | 2020-01-26 | 2020-02-02 | 2020-02-09 | 2020-02-16 | 2020-02-23 | 2020-03-01 | 2020-03-08 | 2020-03-15 | 2020-03-22 | 2020-03-29 | 2020-04-05
| WEEK |  |  | 48 | 49 | 50 | 51 | 52 | 1 | 2 | 3 | 4 | 5 | 6 | 7 | 8 | 9 | 10 | 11 | 12 | 13 | 14
| Time (CET for winter, but CEST for last week of winter; CEST for summer) |  |  | 5:00 | 5:00 | 5:00 | 5:00 | 5:00 | 5:00 | 5:00 | 5:00 | 5:00 | 5:00 | 5:00 | 5:00 | 5:00 | 5:00 | 5:00 | 5:00 | 5:00 | 5:00 | 5:00
PART E: ADDITIONAL INFORMATION FOR NIGHT MIN DEMAND CONDITIONS
33 | Weekly Minimum Demand (overnight valley minimum) |  |  | 13.9094 | 13.9859 | 14.0563 | 13.2233 | 12.3395 | 12.8976 | 13.6835 | 13.9735 | 13.7512 | 13.3956 | 13.4436 | 13.3877 | 13.3968 | 13.8905 | 13.2154 | 13.3057 | 13.1068 | 13.3714 | 12.7837
34 | Must Run Generation (excluding wind/run of river) |  |  | 9.41 | 9.42 | 9.43 | 9.41 | 9.42 | 9.54 | 9.54 | 9.52 | 9.52 | 9.42 | 9.41 | 9.4 | 9.39 | 9.11 | 9.09 | 9.1 | 9.09 | 9.09 | 7.86
35 | Run of river generation (Must Run) |  |  | 0.25 | 0.24 | 0.23 | 0.25 | 0.24 | 0.27 | 0.24 | 0.26 | 0.26 | 0.27 | 0.28 | 0.29 | 0.3 | 0.35 | 0.37 | 0.36 | 0.37 | 0.37 | 0.37
36 | Downward balancing reserves (FCR, FRR) |  |  | 0.46 | 0.46 | 0.46 | 0.46 | 0.46 | 0.46 | 0.46 | 0.46 | 0.46 | 0.46 | 0.46 | 0.46 | 0.46 | 0.46 | 0.46 | 0.46 | 0.46 | 0.46 | 0.46
37 | Pumping Storage Capacity available (Power) | bar: 2019-12-01 to 2020-04-05
38a | Highest expected onshore wind generation running |  |  | 4.5565 | 4.6539 | 4.7082 | 4.7862 | 4.8602 | 4.989 | 4.9927 | 4.9799 | 5.0087 | 4.8776 | 4.7514 | 4.608 | 4.4214 | 4.4548 | 4.5165 | 4.3547 | 4.1453 | 4.003 | 3.6318
38b | Highest expected offshore wind generation running |  |  | 0 | 0 | 0 | 0 | 0 | 0 | 0 | 0 | 0 | 0 | 0 | 0 | 0 | 0 | 0 | 0 | 0 | 0 | 0
39 | DOWNWARD REGULATION CAPABILITIES: 39 = (33+37)-(34+35+36+38a+38b)) |  |  | 0.23285 | 0.21195 | 0.22814 | -0.68293 | -1.6407 | -1.3614 | -0.54923 | -0.24637 | -0.49753 | -0.63193 | -0.4578 | -0.37032 | -0.17461 | 0.51563 | -0.22113 | 0.031036 | 0.041482 | 0.4484 | 1.4619
PART Ebis: ADDITIONAL INFORMATION FOR INTERCONNECTORS
Transportable capacity at night minimum demand conditions (high wind conditions)
40 | Simultaneous importable capacity |  | From | 1.6 | 1.6 | 1.6 | 1.6 | 1.6 | 1.6 | 1.6 | 1.6 | 1.6 | 1.6 | 1.6 | 1.6 | 1.6 | 1.6 | 1.6 | 1.6 | 1.6 | 1.6 | 1.6
41 | Simultaneous exportable capacity |  | To | 1.65 | 1.85 | 1.85 | 1.55 | 1.85 | 1.85 | 1.85 | 1.85 | 1.85 | 1.85 | 1.85 | 1.85 | 1.85 | 1.85 | 1.85 | 1.85 | 1.85 | 1.85 | 1.85
| Time (CET for winter, but CEST for last week of winter; CEST for summer) |  |  | 11:00 | 11:00 | 11:00 | 11:00 | 11:00 | 11:00 | 11:00 | 11:00 | 11:00 | 11:00 | 11:00 | 11:00 | 11:00 | 11:00 | 11:00 | 11:00 | 11:00 | 11:00 | 11:00
PART F: ADDITIONAL INFORMATION FOR DAYTIME MIN DEMAND CONDITIONS
42 | Weekly Minimum Daytime Demand (Sunday low peak + solar) |  |  | 17.4392 | 17.4262 | 17.5711 | 16.7133 | 14.3521 | 15.0989 | 17.0983 | 17.3327 | 16.9476 | 16.7944 | 16.9648 | 16.8723 | 16.7313 | 17.0641 | 16.3894 | 16.4873 | 16.2594 | 16.3561 | 15.6546
43 | Must Run Generation (excluding wind/PV/run of river) |  |  | 9.41 | 9.42 | 9.43 | 9.41 | 9.42 | 9.54 | 9.54 | 9.52 | 9.52 | 9.42 | 9.41 | 9.4 | 9.39 | 9.11 | 9.09 | 9.1 | 9.09 | 9.09 | 7.86
44 | Run of river generation (Must Run) |  |  | 0.28 | 0.27 | 0.26 | 0.29 | 0.28 | 0.32 | 0.27 | 0.3 | 0.31 | 0.32 | 0.34 | 0.34 | 0.36 | 0.43 | 0.45 | 0.44 | 0.45 | 0.46 | 0.48
45 | Downward balancing reserves (FCR, FRR) |  |  | 0.46 | 0.46 | 0.46 | 0.46 | 0.46 | 0.46 | 0.46 | 0.46 | 0.46 | 0.46 | 0.46 | 0.46 | 0.46 | 0.46 | 0.46 | 0.46 | 0.46 | 0.46 | 0.46
46 | Pumping Storage Capacity available (Power) |  |  | 1 | 1 | 1 | 1 | 1.01 | 1.01 | 1.01 | 1.01 | 1.01 | 1.01 | 1.01 | 1.01 | 1.01 | 1.02 | 1.02 | 1.02 | 1.02 | 1.02 | 1.02
47a | Highest expected onshore wind generation running |  |  | 4.6245 | 4.6323 | 4.7258 | 4.8419 | 4.9438 | 5.0287 | 5.0401 | 5.0133 | 5.0261 | 4.8937 | 4.7544 | 4.6173 | 4.4973 | 4.6082 | 4.6479 | 4.4962 | 4.2555 | 4.1217 | 3.6371
47b | Highest expected offshore wind generation running |  |  | 0 | 0 | 0 | 0 | 0 | 0 | 0 | 0 | 0 | 0 | 0 | 0 | 0 | 0 | 0 | 0 | 0 | 0 | 0
48 | Highest expected solar PV running |  |  | 0.1986 | 0.19376 | 0.19188 | 0.18682 | 0.18819 | 0.19807 | 0.21087 | 0.22622 | 0.24946 | 0.27815 | 0.29221 | 0.32192 | 0.34905 | 0.38696 | 0.41349 | 0.44756 | 0.47424 | 0.49051 | 0.44547
49 | DOWNWARD REGULATION CAPABILITIES: 49 = (42+46)-(43+44+45+47a+47b+48a+48b) |  |  | 3.466 | 3.4501 | 3.5034 | 2.5246 | 0.070133 | 0.56211 | 2.5873 | 2.8233 | 2.392 | 2.4326 | 2.7182 | 2.7431 | 2.685 | 3.089 | 2.348 | 2.5636 | 2.5496 | 2.7539 | 3.792
PART Fbis: ADDITIONAL INFORMATION FOR INTERCONNECTORS
Transportable capacity at daytime minimum demand conditions (high wind and high solar conditions)
50 | Simultaneous importable capacity |  | From | 1.6 | 1.6 | 1.6 | 1.6 | 1.6 | 1.6 | 1.6 | 1.6 | 1.6 | 1.6 | 1.6 | 1.6 | 1.6 | 1.6 | 1.6 | 1.6 | 1.6 | 1.6 | 1.6
51 | Simultaneous exportable capacity |  | To | 1.45 | 1.65 | 1.65 | 1.55 | 1.65 | 1.65 | 1.65 | 1.65 | 1.65 | 1.65 | 1.65 | 1.65 | 1.65 | 1.65 | 1.65 | 1.65 | 1.65 | 1.65 | 1.65

## NO
Winter Outlook Report 2019/2020
| Power Data (all entries are assumed to be >0) |  |  |  |  | NO | [6 empty] | Heating if temperature below: | 16.7178 |  |  |  | Cooling if temperature above: | not detected
| (Net values in GW, at a synchronous time every week) |  |  |  |  | Norway | [6 empty] | Heating saturation temperature: | -9 |  |  |  | Cooling saturation temperature: | not detected
[13 empty] | Temperature sensitivity in heating [MW/ ͦC] | -412.9611 |  |  |  | Temperature sensitivity in cooling [MW/ ͦC] | not detected
| The peak dates are related to Wednesday of each week |  |  | 2019-11-27 | 2019-12-04 | 2019-12-11 | 2019-12-18 | 2019-12-24 | 2019-12-31 | 2020-01-08 | 2020-01-15 | 2020-01-22 | 2020-01-29 | 2020-02-05 | 2020-02-12 | 2020-02-19 | 2020-02-26 | 2020-03-04 | 2020-03-11 | 2020-03-18 | 2020-03-25 | 2020-04-01
| WEEK |  |  | 48 | 49 | 50 | 51 | 52 | 1 | 2 | 3 | 4 | 5 | 6 | 7 | 8 | 9 | 10 | 11 | 12 | 13 | 14
| Time (CET for winter, but CEST last week; CEST for summer) |  |  | 19:00 | 19:00 | 19:00 | 19:00 | 19:00 | 19:00 | 19:00 | 19:00 | 19:00 | 19:00 | 19:00 | 19:00 | 19:00 | 19:00 | 19:00 | 19:00 | 19:00 | 19:00 | 19:00
Line | PART A : INDIGENOUS NATIONAL GENERATION | Severe conditions Average Forced Outage Rate | Normal conditions Average Forced Outage Rate
Net generating capacity:
1 | Nuclear Power | 5% | 5%
2 | Fossil Fuels
2a | of which Lignite | 9% | 9%
2b | of which Hard Coal | 9% | 9%
2c | of which Gas | 7% | 7%
2d | of which Oil | 9% | 9%
2e | of which Oil Shale | 8.75% | 8.75%
2f | of which Fossil Peat | 8.75% | 8.75%
3 | Renewable Energy Sources (other than hydro) |  |  | 2.4286 | 2.6386 | 2.6386 | 2.6386 | 2.6386 | 2.6386 | 2.6686 | 2.6686 | 2.6686 | 2.6686 | 2.6686 | 2.6686 | 2.6686 | 2.6686 | 2.8734 | 2.8734 | 2.8734 | 2.8734 | 2.8734
3a | of which onshore wind | 0% | 0% | 2.4286 | 2.6386 | 2.6386 | 2.6386 | 2.6386 | 2.6386 | 2.6686 | 2.6686 | 2.6686 | 2.6686 | 2.6686 | 2.6686 | 2.6686 | 2.6686 | 2.8734 | 2.8734 | 2.8734 | 2.8734 | 2.8734
3b | of which offshore wind | 0% | 0%
3c | of which Solar (PV) | 0% | 0%
3d | of which Biomass | 0% | 0%
3e | of which other RES (e.g. tidal, wave, geothermal, RES waste, CSP) | 0% | 0%
4a | Hydro Run of River and Reservoir | 0% | 0% | 32.588 | 32.588 | 32.588 | 32.588 | 32.588 | 32.588 | 32.588 | 32.588 | 32.588 | 32.588 | 32.588 | 32.588 | 32.588 | 32.588 | 32.588 | 32.588 | 32.588 | 32.588 | 32.588
4b | Hydro pumping | 1% | 1%
5 | Other non-RES (e.g. CHP non-renewable, waste non-renewable) | 0% | 0%
6 | Total Net generating capacity (6 = 1+2+3+4a+4b+5) |  |  | 35.0166 | 35.2266 | 35.2266 | 35.2266 | 35.2266 | 35.2266 | 35.2566 | 35.2566 | 35.2566 | 35.2566 | 35.2566 | 35.2566 | 35.2566 | 35.2566 | 35.4614 | 35.4614 | 35.4614 | 35.4614 | 35.4614
7 | Maintenance & Overhauls (planned outages) |  |  | 1.14 | 0.86 | 0.62 | 0.51 | 0.4 | 0.6 | 0.57 | 0.54 | 0.51 | 0.48 | 0.58 | 0.68 | 0.79 | 0.89 | 0.99 | 1.09 | 1.19 | 1.29 | 1.4
7a | Nuclear Power
7b | Lignite
7c | Hard Coal
7d | Gas
7e | Oil
7f | Oil Shale
7g | Fossil Peat
7h | Onshore Wind
7i | Offshore Wind
7j | Solar (PV)
7k | Biomass
7l | other RES (apart from hydro, including tidal, wave, geothermal, waste renewable, CSP,…)
7m | Hydro Run of River and Reservoir |  |  | 1.14 | 0.86 | 0.62 | 0.51 | 0.4 | 0.6 | 0.57 | 0.54 | 0.51 | 0.48 | 0.58 | 0.68 | 0.79 | 0.89 | 0.99 | 1.09 | 1.19 | 1.29 | 1.4
7n | Hydro pumping
7o | Other non-RES (incl. not clearly identifiable energy sources)
PART B : DATA FOR NORMAL CONDITIONS
8 | Non-usable capacity at reference point (all power stations including mothballed, authorization & technical & legal constraints, energy source unavailability etc. ) |  |  | 1.5751 | 1.6849 | 1.6814 | 1.6852 | 1.6439 | 1.6134 | 1.6072 | 1.6126 | 1.6221 | 1.6729 | 1.6996 | 1.7221 | 1.7306 | 1.7332 | 1.9379 | 1.9795 | 2.0585 | 2.1372 | 2.2018
8a | of which nuclear
8b | of which Lignite
8c | of which Hard Coal
8d | of which Gas
8e | of which Oil
8f | of which Oil Shale
8g | of which Fossil Peat
8h | of which onshore wind |  |  | 1.5751 | 1.6849 | 1.6814 | 1.6852 | 1.6439 | 1.6134 | 1.6072 | 1.6126 | 1.6221 | 1.6729 | 1.6996 | 1.7221 | 1.7306 | 1.7332 | 1.9379 | 1.9795 | 2.0585 | 2.1372 | 2.2018
8i | of which offshore wind |  |  | 0 | 0 | 0 | 0 | 0 | 0 | 0 | 0 | 0 | 0 | 0 | 0 | 0 | 0 | 0 | 0 | 0 | 0 | 0
8j | of which Solar |  |  | 0 | 0 | 0 | 0 | 0 | 0 | 0 | 0 | 0 | 0 | 0 | 0 | 0 | 0 | 0 | 0 | 0 | 0 | 0
8k | of which Biomass
8l | of which other RES (apart from hydro)
8m | Hydro Run of River and Reservoir
8n | Hydro pumping
8o | of which other non-RES (incl. not clearly identifiable energy sources)
9 | Available capacity (9 = 6 - (7 + 8)) |  |  | 32.3015 | 32.6817 | 32.9252 | 33.0314 | 33.1827 | 33.0132 | 33.0794 | 33.104 | 33.1245 | 33.1037 | 32.977 | 32.8545 | 32.736 | 32.6334 | 32.5335 | 32.3919 | 32.2129 | 32.0342 | 31.8596
10 | Outages: average expected value (all power stations) |  |  | 0 | 0 | 0 | 0 | 0 | 0 | 0 | 0 | 0 | 0 | 0 | 0 | 0 | 0 | 0 | 0 | 0 | 0 | 0
11 | System services reserve (one hour ahead of real time) |  |  | 0.929 | 0.929 | 0.929 | 0.929 | 0.824 | 0.929 | 0.929 | 0.929 | 0.929 | 0.929 | 0.929 | 0.929 | 0.929 | 0.929 | 0.929 | 0.929 | 0.929 | 0.929 | 0.929
12 | Reliably available capacity (12 = 9 - (10 + 11)) |  |  | 31.3725 | 31.7527 | 31.9962 | 32.1024 | 32.3587 | 32.0842 | 32.1504 | 32.175 | 32.1955 | 32.1747 | 32.048 | 31.9255 | 31.807 | 31.7044 | 31.6045 | 31.4629 | 31.2839 | 31.1052 | 30.9306
13 | Demand at reference point in time |  |  | 19.8882 | 20.0324 | 20.1275 | 20.8349 | 19.6809 | 20.0901 | 20.8048 | 20.4597 | 21.1423 | 21.0549 | 20.5184 | 20.2419 | 20.4948 | 20.0715 | 19.9865 | 19.1474 | 18.874 | 18.3823 | 16.4293
13b | Population average daily (24h) temperature (degrees Celsius) |  |  | -0.31506 | -1.2402 | -2.1208 | -2.9771 | -3.714 | -4.6115 | -3.6189 | -3.6218 | -3.6007 | -3.5116 | -3.3218 | -3.0083 | -2.5569 | -1.9612 | -1.3358 | -0.47755 | 0.50937 | 1.6103 | 2.8075
14a | Load reduction / demand side response available at reference point in time
14b | Strategic reserves available at reference point in time |  |  | 0.7 | 0.7 | 0.7 | 0.7 | 0.7 | 0.7 | 0.7 | 0.7 | 0.7 | 0.7 | 0.7 | 0.7 | 0.7 | 0.7 | 0.7 | 0.7 | 0.7 | 0.7 | 0.7
15 | Net weekly load at reference point in time (15 = 13-14a) |  |  | 19.8882 | 20.0324 | 20.1275 | 20.8349 | 19.6809 | 20.0901 | 20.8048 | 20.4597 | 21.1423 | 21.0549 | 20.5184 | 20.2419 | 20.4948 | 20.0715 | 19.9865 | 19.1474 | 18.874 | 18.3823 | 16.4293
16 | Remaining capacity at reference point in time (16 = 12- 15) |  |  | 11.4843 | 11.7203 | 11.8687 | 11.2676 | 12.6778 | 11.9941 | 11.3456 | 11.7153 | 11.0532 | 11.1198 | 11.5296 | 11.6836 | 11.3122 | 11.6329 | 11.6179 | 12.3155 | 12.4099 | 12.7229 | 14.5013
B1 | Weekly peak load (unrestricted reference point in time) |  |  | 20.8241 | 20.8739 | 21.0365 | 21.8045 | 21.1415 | 21.4657 | 21.3385 | 20.9816 | 21.9177 | 21.7002 | 21.2088 | 21.8915 | 21.6396 | 21.2872 | 20.9174 | 20.0777 | 20.3269 | 19.5718 | 18.294
B2 | Daily hour of expected weekly peak load (CET for winter, but CEST for last week; CEST for summer) |  |  | 17:00 | 11:00 | 11:00 | 11:00 | 17:00 | 17:00 | 11:00 | 11:00 | 11:00 | 10:00 | 9:00 | 9:00 | 9:00 | 9:00 | 9:00 | 9:00 | 9:00 | 9:00 | 9:00
PART C : DATA FOR SEVERE CONDITIONS
17 | Non-usable capacity at reference point (all power stations including mothballed, authorization & technical & legal constraints, energy source unavailability etc. ) |  |  | 2.2264 | 2.3922 | 2.3889 | 2.3822 | 2.38 | 2.3839 | 2.4105 | 2.4212 | 2.4239 | 2.4327 | 2.4407 | 2.4446 | 2.4437 | 2.4497 | 2.6598 | 2.6675 | 2.6889 | 2.7211 | 2.744
17a | of which nuclear
17b | of which Lignite
17c | of which Hard Coal
17d | of which Gas
17e | of which Oil
17f | of which Oil Shale
17g | of which Fossil Peat
17h | of which onshore wind |  |  | 2.2264 | 2.3922 | 2.3889 | 2.3822 | 2.38 | 2.3839 | 2.4105 | 2.4212 | 2.4239 | 2.4327 | 2.4407 | 2.4446 | 2.4437 | 2.4497 | 2.6598 | 2.6675 | 2.6889 | 2.7211 | 2.744
17i | of which offshore wind |  |  | 0 | 0 | 0 | 0 | 0 | 0 | 0 | 0 | 0 | 0 | 0 | 0 | 0 | 0 | 0 | 0 | 0 | 0 | 0
17j | of which Solar |  |  | 0 | 0 | 0 | 0 | 0 | 0 | 0 | 0 | 0 | 0 | 0 | 0 | 0 | 0 | 0 | 0 | 0 | 0 | 0
17k | of which Biomass
17l | of which other RES (apart from hydro)
17m | Hydro Run of River and Reservoir
17n | Hydro pumping
17o | of which other non-RES (incl. not clearly identifiable energy sources)
18 | Available capacity (18 = 6 - (7 + 17)) |  |  | 31.6501 | 31.9744 | 32.2177 | 32.3343 | 32.4465 | 32.2427 | 32.2761 | 32.2954 | 32.3226 | 32.3439 | 32.2359 | 32.132 | 32.0228 | 31.9168 | 31.8116 | 31.7039 | 31.5825 | 31.4503 | 31.3174
19 | Outages: average expected value (all power stations) under SEVERE conditions |  |  | 0 | 0 | 0 | 0 | 0 | 0 | 0 | 0 | 0 | 0 | 0 | 0 | 0 | 0 | 0 | 0 | 0 | 0 | 0
20 | System services reserve (one hour ahead of real time) under SEVERE conditions |  |  | 0.929 | 0.929 | 0.929 | 0.929 | 0.824 | 0.929 | 0.929 | 0.929 | 0.929 | 0.929 | 0.929 | 0.929 | 0.929 | 0.929 | 0.929 | 0.929 | 0.929 | 0.929 | 0.929
21 | Reliably available capacity under SEVERE conditions (21 = 18 - (19 + 20)) |  |  | 30.7211 | 31.0454 | 31.2887 | 31.4053 | 31.6225 | 31.3137 | 31.3471 | 31.3664 | 31.3936 | 31.4149 | 31.3069 | 31.203 | 31.0938 | 30.9878 | 30.8826 | 30.7749 | 30.6535 | 30.5213 | 30.3884
22 | Demand at reference point in time under SEVERE conditions (one in 20 year) |  |  | 22.725 | 23.0562 | 23.1622 | 22.7717 | 21.9625 | 22.1846 | 24.3655 | 23.7472 | 23.4505 | 23.3702 | 23.2052 | 22.717 | 23.6516 | 22.5199 | 21.7502 | 21.1957 | 20.548 | 19.8114 | 17.8193
23a | Load reduction / demand side response available at reference point in time under SEVERE conditions
23b | Strategic reserves available at reference point in time under SEVERE conditions |  |  | 0.7 | 0.7 | 0.7 | 0.7 | 0.7 | 0.7 | 0.7 | 0.7 | 0.7 | 0.7 | 0.7 | 0.7 | 0.7 | 0.7 | 0.7 | 0.7 | 0.7 | 0.7 | 0.7
24 | Net weekly peak load for SEVERE conditions (24 = 22-23a) |  |  | 22.725 | 23.0562 | 23.1622 | 22.7717 | 21.9625 | 22.1846 | 24.3655 | 23.7472 | 23.4505 | 23.3702 | 23.2052 | 22.717 | 23.6516 | 22.5199 | 21.7502 | 21.1957 | 20.548 | 19.8114 | 17.8193
25 | Remaining capacity for SEVERE conditions (25 = 21-24) |  |  | 7.9961 | 7.9892 | 8.1265 | 8.6336 | 9.66 | 9.1291 | 6.9816 | 7.6192 | 7.9431 | 8.0447 | 8.1017 | 8.4859 | 7.4422 | 8.4679 | 9.1324 | 9.5792 | 10.1056 | 10.7099 | 12.5691
C1 | Weekly peak load under SEVERE conditions (unrestricted reference point in time) |  |  | 23.8939 | 24.0317 | 24.2435 | 24.0003 | 24.7815 | 24.8943 | 24.9992 | 24.2185 | 24.2038 | 24.3567 | 24.083 | 24.0747 | 24.9119 | 24.2121 | 23.8795 | 23.2026 | 22.061 | 22.1669 | 19.9716
C2 | Daily hour of expected weekly peak load (CET for winter, but CEST for last week; CEST for summer) |  |  | 11:00 | 11:00 | 11:00 | 11:00 | 16:00 | 16:00 | 17:00 | 11:00 | 11:00 | 10:00 | 11:00 | 10:00 | 10:00 | 9:00 | 9:00 | 9:00 | 9:00 | 9:00 | 9:00
PART D: ADDITIONAL INFORMATION FOR INTERCONNECTORS (at synchronous peak)
31 | Simultaneous importable capacity |  | From | 6 | 6 | 6 | 6 | 6 | 6.1 | 6.1 | 6.1 | 6.1 | 6.1 | 6.1 | 6.1 | 6.1 | 6.1 | 6.1 | 6.1 | 6.1 | 6.1 | 6.1
32 | Simultaneous exportable capacity |  | To | 6.25 | 6.25 | 6.25 | 6.25 | 6.25 | 6.35 | 6.35 | 6.35 | 6.35 | 6.35 | 6.35 | 6.35 | 6.35 | 6.35 | 6.35 | 6.35 | 6.35 | 6.35 | 6.35
| The off-peak dates are related to Sunday of each week |  |  | 2019-12-01 | 2019-12-08 | 2019-12-15 | 2019-12-22 | 2019-12-29 | 2020-01-05 | 2020-01-12 | 2020-01-19 | 2020-01-26 | 2020-02-02 | 2020-02-09 | 2020-02-16 | 2020-02-23 | 2020-03-01 | 2020-03-08 | 2020-03-15 | 2020-03-22 | 2020-03-29 | 2020-03-29
| WEEK |  |  | 48 | 49 | 50 | 51 | 52 | 1 | 2 | 3 | 4 | 5 | 6 | 7 | 8 | 9 | 10 | 11 | 12 | 13 | 14
| Time (CET for winter, but CEST for last week of winter; CEST for summer) |  |  | 5:00 | 5:00 | 5:00 | 5:00 | 5:00 | 5:00 | 5:00 | 5:00 | 5:00 | 5:00 | 5:00 | 5:00 | 5:00 | 5:00 | 5:00 | 5:00 | 5:00 | 6:00 | 5:00
PART E: ADDITIONAL INFORMATION FOR NIGHT MIN DEMAND CONDITIONS
33 | Weekly Minimum Demand (overnight valley minimum) |  |  | 14.1689 | 14.3757 | 14.5933 | 15.0969 | 14.6464 | 14.0588 | 14.048 | 14.7369 | 14.6451 | 14.736 | 14.5193 | 14.9091 | 14.61 | 14.5843 | 14.2741 | 14.5782 | 14.4406 | 13.017 | 12.9115
34 | Must Run Generation (excluding wind/run of river)
35 | Run of river generation (Must Run) |  |  | 4.7318 | 4.4343 | 3.9098 | 3.4349 | 3.2824 | 2.3161 | 2.2833 | 2.1821 | 1.797 | 1.7621 | 1.9011 | 1.5695 | 1.5984 | 1.5426 | 1.5894 | 1.6989 | 1.7778 | 1.7887 | 1.985
36 | Downward balancing reserves (FCR, FRR) |  |  | 0 | 0 | 0 | 0 | 0 | 0 | 0 | 0 | 0 | 0 | 0 | 0 | 0 | 0 | 0 | 0 | 0 | 0 | 0
37 | Pumping Storage Capacity available (Power) |  |  | 1.1 | 1.1 | 1.1 | 1.1 | 1.1 | 1.1 | 1.1 | 1.1 | 1.1 | 1.1 | 1.1 | 1.1 | 1.1 | 1.1 | 1.1 | 1.1 | 1.1 | 1.1 | 1.1
38a | Highest expected onshore wind generation running |  |  | 1.741 | 1.9435 | 1.9729 | 1.9935 | 2.0536 | 2.0952 | 2.0809 | 2.0683 | 2.0332 | 1.9637 | 1.9572 | 1.9262 | 1.8977 | 1.911 | 2.0451 | 1.9984 | 1.9032 | 1.8145 | 1.7239
38b | Highest expected offshore wind generation running |  |  | 0 | 0 | 0 | 0 | 0 | 0 | 0 | 0 | 0 | 0 | 0 | 0 | 0 | 0 | 0 | 0 | 0 | 0 | 0
39 | DOWNWARD REGULATION CAPABILITIES: 39 = (33+37)-(34+35+36+38a+38b)) |  |  | 8.7961 | 9.098 | 9.8107 | 10.7685 | 10.4104 | 10.7475 | 10.7838 | 11.5864 | 11.9149 | 12.1102 | 11.761 | 12.5135 | 12.214 | 12.2307 | 11.7396 | 11.9809 | 11.8597 | 10.5139 | 10.3026
PART Ebis: ADDITIONAL INFORMATION FOR INTERCONNECTORS
Transportable capacity at night minimum demand conditions (high wind conditions)
40 | Simultaneous importable capacity |  | From | 6 | 6 | 6 | 6 | 6 | 6.1 | 6.1 | 6.1 | 6.1 | 6.1 | 6.1 | 6.1 | 6.1 | 6.1 | 6.1 | 6.1 | 6.1 | 6.1 | 6.1
41 | Simultaneous exportable capacity |  | To | 6.25 | 6.25 | 6.25 | 6.25 | 6.25 | 6.35 | 6.35 | 6.35 | 6.35 | 6.35 | 6.35 | 6.35 | 6.35 | 6.35 | 6.35 | 6.35 | 6.35 | 6.35 | 6.35
| Time (CET for winter, but CEST for last week of winter; CEST for summer) |  |  | 11:00 | 11:00 | 11:00 | 11:00 | 11:00 | 11:00 | 11:00 | 11:00 | 11:00 | 11:00 | 11:00 | 11:00 | 11:00 | 11:00 | 11:00 | 11:00 | 11:00 | 11:00 | 11:00
PART F: ADDITIONAL INFORMATION FOR DAYTIME MIN DEMAND CONDITIONS
42 | Weekly Minimum Daytime Demand (Sunday low peak + solar) |  |  | 18.5587 | 18.6444 | 18.9617 | 19.2705 | 17.8913 | 16.5406 | 16.5858 | 17.2783 | 17.1089 | 17.0507 | 16.6199 | 17.0072 | 16.4857 | 16.6525 | 16.3453 | 16.1403 | 16.0717 | 14.7385 | 14.6444
43 | Must Run Generation (excluding wind/PV/run of river)
44 | Run of river generation (Must Run) |  |  | 4.7318 | 4.4343 | 3.9098 | 3.4349 | 3.2824 | 2.3161 | 2.2833 | 2.1821 | 1.797 | 1.7621 | 1.9011 | 1.5695 | 1.5984 | 1.5426 | 1.5894 | 1.6989 | 1.7778 | 1.7887 | 1.985
45 | Downward balancing reserves (FCR, FRR) |  |  | 0 | 0 | 0 | 0 | 0 | 0 | 0 | 0 | 0 | 0 | 0 | 0 | 0 | 0 | 0 | 0 | 0 | 0 | 0
46 | Pumping Storage Capacity available (Power) |  |  | 1.1 | 1.1 | 1.1 | 1.1 | 1.1 | 1.1 | 1.1 | 1.1 | 1.1 | 1.1 | 1.1 | 1.1 | 1.1 | 1.1 | 1.1 | 1.1 | 1.1 | 1.1 | 1.1
47a | Highest expected onshore wind generation running |  |  | 1.7431 | 1.9331 | 1.953 | 1.9639 | 2.0312 | 2.0823 | 2.067 | 2.0634 | 2.0444 | 1.9906 | 1.9586 | 1.9312 | 1.9007 | 1.9083 | 2.0179 | 1.9814 | 1.9126 | 1.8296 | 1.7586
47b | Highest expected offshore wind generation running |  |  | 0 | 0 | 0 | 0 | 0 | 0 | 0 | 0 | 0 | 0 | 0 | 0 | 0 | 0 | 0 | 0 | 0 | 0 | 0
48 | Highest expected solar PV running |  |  | 0 | 0 | 0 | 0 | 0 | 0 | 0 | 0 | 0 | 0 | 0 | 0 | 0 | 0 | 0 | 0 | 0 | 0 | 0
49 | DOWNWARD REGULATION CAPABILITIES: 49 = (42+46)-(43+44+45+47a+47b+48a+48b) |  |  | 13.1837 | 13.3771 | 14.199 | 14.9717 | 13.6777 | 13.2422 | 13.3356 | 14.1327 | 14.3675 | 14.398 | 13.8601 | 14.6065 | 14.0866 | 14.3016 | 13.8379 | 13.56 | 13.4814 | 12.2203 | 12.0008
PART Fbis: ADDITIONAL INFORMATION FOR INTERCONNECTORS
Transportable capacity at daytime minimum demand conditions (high wind and high solar conditions)
50 | Simultaneous importable capacity |  | From | 6 | 6 | 6 | 6 | 6 | 6.1 | 6.1 | 6.1 | 6.1 | 6.1 | 6.1 | 6.1 | 6.1 | 6.1 | 6.1 | 6.1 | 6.1 | 6.1 | 6.1
51 | Simultaneous exportable capacity |  | To | 6.25 | 6.25 | 6.25 | 6.25 | 6.25 | 6.35 | 6.35 | 6.35 | 6.35 | 6.35 | 6.35 | 6.35 | 6.35 | 6.35 | 6.35 | 6.35 | 6.35 | 6.35 | 6.35

## NL
Winter Outlook Report 2019/2020
| Power Data (all entries are assumed to be >0) |  |  |  |  | NL | [6 empty] | Heating if temperature below: | 16.8875 |  |  |  | Cooling if temperature above: | not detected
| (Net values in GW, at a synchronous time every week) |  |  |  |  | The Netherlands | [6 empty] | Heating saturation temperature: | -5 |  |  |  | Cooling saturation temperature: | not detected
[13 empty] | Temperature sensitivity in heating [MW/ ͦC] | -149.8929 |  |  |  | Temperature sensitivity in cooling [MW/ ͦC] | 0
| The peak dates are related to Wednesday of each week |  |  | 2019-11-27 | 2019-12-04 | 2019-12-11 | 2019-12-18 | 2019-12-24 | 2019-12-31 | 2020-01-08 | 2020-01-15 | 2020-01-22 | 2020-01-29 | 2020-02-05 | 2020-02-12 | 2020-02-19 | 2020-02-26 | 2020-03-04 | 2020-03-11 | 2020-03-18 | 2020-03-25 | 2020-04-01
| WEEK |  |  | 48 | 49 | 50 | 51 | 52 | 1 | 2 | 3 | 4 | 5 | 6 | 7 | 8 | 9 | 10 | 11 | 12 | 13 | 14
| Time (CET for winter, but CEST last week; CEST for summer) |  |  | 19:00 | 19:00 | 19:00 | 19:00 | 19:00 | 19:00 | 19:00 | 19:00 | 19:00 | 19:00 | 19:00 | 19:00 | 19:00 | 19:00 | 19:00 | 19:00 | 19:00 | 19:00 | 19:00
Line | PART A : INDIGENOUS NATIONAL GENERATION | Severe conditions Average Forced Outage Rate | Normal conditions Average Forced Outage Rate
Net generating capacity:
1 | Nuclear Power | 5% | 5% | 0.486 | 0.486 | 0.486 | 0.486 | 0.486 | 0.486 | 0.486 | 0.486 | 0.486 | 0.486 | 0.486 | 0.486 | 0.486 | 0.486 | 0.486 | 0.486 | 0.486 | 0.486 | 0.486
2 | Fossil Fuels |  |  | 23.508 | 23.508 | 23.508 | 23.508 | 23.508 | 23.508 | 22.491 | 22.491 | 22.491 | 22.491 | 22.491 | 22.491 | 22.491 | 22.491 | 22.491 | 22.491 | 22.491 | 22.491 | 21.841
2a | of which Lignite | 8% | 8% | 0 | 0 | 0 | 0 | 0 | 0 | 0 | 0 | 0 | 0 | 0 | 0 | 0 | 0 | 0 | 0 | 0 | 0 | 0
2b | of which Hard Coal | 8% | 8% | 4.631 | 4.631 | 4.631 | 4.631 | 4.631 | 4.631 | 4.001 | 4.001 | 4.001 | 4.001 | 4.001 | 4.001 | 4.001 | 4.001 | 4.001 | 4.001 | 4.001 | 4.001 | 3.351
2c | of which Gas | 7% | 7% | 18.877 | 18.877 | 18.877 | 18.877 | 18.877 | 18.877 | 18.49 | 18.49 | 18.49 | 18.49 | 18.49 | 18.49 | 18.49 | 18.49 | 18.49 | 18.49 | 18.49 | 18.49 | 18.49
2d | of which Oil | 9% | 9% | 0 | 0 | 0 | 0 | 0 | 0 | 0 | 0 | 0 | 0 | 0 | 0 | 0 | 0 | 0 | 0 | 0 | 0 | 0
2e | of which Oil Shale | 9% | 9% | 0 | 0 | 0 | 0 | 0 | 0 | 0 | 0 | 0 | 0 | 0 | 0 | 0 | 0 | 0 | 0 | 0 | 0 | 0
2f | of which Fossil Peat | 8% | 8% | 0 | 0 | 0 | 0 | 0 | 0 | 0 | 0 | 0 | 0 | 0 | 0 | 0 | 0 | 0 | 0 | 0 | 0 | 0
3 | Renewable Energy Sources (other than hydro) |  |  | 9.737 | 10.037 | 10.287 | 10.537 | 10.787 | 11.037 | 11.181 | 11.181 | 11.181 | 11.181 | 11.181 | 11.181 | 11.181 | 11.181 | 11.181 | 11.181 | 11.181 | 11.181 | 11.181
3a | of which onshore wind | 0% | 0% | 3.75 | 3.85 | 3.9 | 3.95 | 4 | 4.05 | 4.09 | 4.09 | 4.09 | 4.09 | 4.09 | 4.09 | 4.09 | 4.09 | 4.09 | 4.09 | 4.09 | 4.09 | 4.09
3b | of which offshore wind | 0% | 0% | 0.957 | 0.957 | 0.957 | 0.957 | 0.957 | 0.957 | 0.957 | 0.957 | 0.957 | 0.957 | 0.957 | 0.957 | 0.957 | 0.957 | 0.957 | 0.957 | 0.957 | 0.957 | 0.957
3c | of which Solar (PV) | 0% | 0% | 4.5 | 4.7 | 4.9 | 5.1 | 5.3 | 5.5 | 5.6 | 5.6 | 5.6 | 5.6 | 5.6 | 5.6 | 5.6 | 5.6 | 5.6 | 5.6 | 5.6 | 5.6 | 5.6
3d | of which Biomass | 5% | 5% | 0.486 | 0.486 | 0.486 | 0.486 | 0.486 | 0.486 | 0.49 | 0.49 | 0.49 | 0.49 | 0.49 | 0.49 | 0.49 | 0.49 | 0.49 | 0.49 | 0.49 | 0.49 | 0.49
3e | of which other RES (e.g. tidal, wave, geothermal, RES waste, CSP) | 5% | 5% | 0.044 | 0.044 | 0.044 | 0.044 | 0.044 | 0.044 | 0.044 | 0.044 | 0.044 | 0.044 | 0.044 | 0.044 | 0.044 | 0.044 | 0.044 | 0.044 | 0.044 | 0.044 | 0.044
4a | Hydro Run of River and Reservoir | 0% | 0% | 0.039 | 0.039 | 0.039 | 0.039 | 0.039 | 0.039 | 0.039 | 0.039 | 0.039 | 0.039 | 0.039 | 0.039 | 0.039 | 0.039 | 0.039 | 0.039 | 0.039 | 0.039 | 0.039
4b | Hydro pumping | 0% | 0% | 0 | 0 | 0 | 0 | 0 | 0 | 0 | 0 | 0 | 0 | 0 | 0 | 0 | 0 | 0 | 0 | 0 | 0 | 0
5 | Other non-RES (e.g. CHP non-renewable, waste non-renewable) | 7% | 7% | 0.79 | 0.79 | 0.79 | 0.79 | 0.79 | 0.79 | 0.79 | 0.79 | 0.79 | 0.79 | 0.79 | 0.79 | 0.79 | 0.79 | 0.79 | 0.79 | 0.79 | 0.79 | 0.79
6 | Total Net generating capacity (6 = 1+2+3+4a+4b+5) |  |  | 34.56 | 34.86 | 35.11 | 35.36 | 35.61 | 35.86 | 34.987 | 34.987 | 34.987 | 34.987 | 34.987 | 34.987 | 34.987 | 34.987 | 34.987 | 34.987 | 34.987 | 34.987 | 34.337
7 | Maintenance & Overhauls (planned outages) |  |  | 0.504 | 0.939 | 0.939 | 0 | 0 | 0 | 0.79 | 0 | 0 | 0 | 0 | 0 | 0 | 0.47 | 0.896 | 0.896 | 0.593 | 0.953 | 1.971
7a | Nuclear Power |  |  | 0 | 0 | 0 | 0 | 0 | 0 | 0 | 0 | 0 | 0 | 0 | 0 | 0 | 0 | 0 | 0 | 0 | 0 | 0
7b | Lignite |  |  | 0 | 0 | 0 | 0 | 0 | 0 | 0 | 0 | 0 | 0 | 0 | 0 | 0 | 0 | 0 | 0 | 0 | 0 | 0
7c | Hard Coal |  |  | 0 | 0 | 0 | 0 | 0 | 0 | 0.79 | 0 | 0 | 0 | 0 | 0 | 0 | 0 | 0 | 0 | 0 | 0 | 1.07
7d | Gas |  |  | 0.504 | 0.939 | 0.939 | 0 | 0 | 0 | 0 | 0 | 0 | 0 | 0 | 0 | 0 | 0.47 | 0.896 | 0.896 | 0.593 | 0.953 | 0.901
7e | Oil |  |  | 0 | 0 | 0 | 0 | 0 | 0 | 0 | 0 | 0 | 0 | 0 | 0 | 0 | 0 | 0 | 0 | 0 | 0 | 0
7f | Oil Shale |  |  | 0 | 0 | 0 | 0 | 0 | 0 | 0 | 0 | 0 | 0 | 0 | 0 | 0 | 0 | 0 | 0 | 0 | 0 | 0
7g | Fossil Peat |  |  | 0 | 0 | 0 | 0 | 0 | 0 | 0 | 0 | 0 | 0 | 0 | 0 | 0 | 0 | 0 | 0 | 0 | 0 | 0
7h | Onshore Wind |  |  | 0 | 0 | 0 | 0 | 0 | 0 | 0 | 0 | 0 | 0 | 0 | 0 | 0 | 0 | 0 | 0 | 0 | 0 | 0
7i | Offshore Wind |  |  | 0 | 0 | 0 | 0 | 0 | 0 | 0 | 0 | 0 | 0 | 0 | 0 | 0 | 0 | 0 | 0 | 0 | 0 | 0
7j | Solar (PV) |  |  | 0 | 0 | 0 | 0 | 0 | 0 | 0 | 0 | 0 | 0 | 0 | 0 | 0 | 0 | 0 | 0 | 0 | 0 | 0
7k | Biomass |  |  | 0 | 0 | 0 | 0 | 0 | 0 | 0 | 0 | 0 | 0 | 0 | 0 | 0 | 0 | 0 | 0 | 0 | 0 | 0
7l | other RES (apart from hydro, including tidal, wave, geothermal, waste renewable, CSP,…) |  |  | 0 | 0 | 0 | 0 | 0 | 0 | 0 | 0 | 0 | 0 | 0 | 0 | 0 | 0 | 0 | 0 | 0 | 0 | 0
7m | Hydro Run of River and Reservoir |  |  | 0 | 0 | 0 | 0 | 0 | 0 | 0 | 0 | 0 | 0 | 0 | 0 | 0 | 0 | 0 | 0 | 0 | 0 | 0
7n | Hydro pumping |  |  | 0 | 0 | 0 | 0 | 0 | 0 | 0 | 0 | 0 | 0 | 0 | 0 | 0 | 0 | 0 | 0 | 0 | 0 | 0
7o | Other non-RES (incl. not clearly identifiable energy sources) |  |  | 0 | 0 | 0 | 0 | 0 | 0 | 0 | 0 | 0 | 0 | 0 | 0 | 0 | 0 | 0 | 0 | 0 | 0 | 0
PART B : DATA FOR NORMAL CONDITIONS
8 | Non-usable capacity at reference point (all power stations including mothballed, authorization & technical & legal constraints, energy source unavailability etc. ) |  |  | 10.9339 | 11.1692 | 11.2686 | 11.3898 | 11.5734 | 11.7191 | 11.9215 | 11.9769 | 11.9878 | 12.1253 | 12.1858 | 12.2152 | 12.3255 | 12.3809 | 12.3833 | 12.4115 | 12.395 | 12.4118 | 12.0008
8a | of which nuclear |  |  | 0 | 0 | 0 | 0 | 0 | 0 | 0 | 0 | 0 | 0 | 0 | 0 | 0 | 0 | 0 | 0 | 0 | 0 | 0
8b | of which Lignite |  |  | 0 | 0 | 0 | 0 | 0 | 0 | 0 | 0 | 0 | 0 | 0 | 0 | 0 | 0 | 0 | 0 | 0 | 0 | 0
8c | of which Hard Coal |  |  | 0 | 0 | 0 | 0 | 0 | 0 | 0 | 0 | 0 | 0 | 0 | 0 | 0 | 0 | 0 | 0 | 0 | 0 | 0
8d | of which Gas |  |  | 2.805 | 2.805 | 2.805 | 2.805 | 2.805 | 2.805 | 2.805 | 2.805 | 2.805 | 2.805 | 2.805 | 2.805 | 2.805 | 2.805 | 2.805 | 2.805 | 2.805 | 2.805 | 2.805
8e | of which Oil |  |  | 0 | 0 | 0 | 0 | 0 | 0 | 0 | 0 | 0 | 0 | 0 | 0 | 0 | 0 | 0 | 0 | 0 | 0 | 0
8f | of which Oil Shale |  |  | 0 | 0 | 0 | 0 | 0 | 0 | 0 | 0 | 0 | 0 | 0 | 0 | 0 | 0 | 0 | 0 | 0 | 0 | 0
8g | of which Fossil Peat |  |  | 0 | 0 | 0 | 0 | 0 | 0 | 0 | 0 | 0 | 0 | 0 | 0 | 0 | 0 | 0 | 0 | 0 | 0 | 0
8h | of which onshore wind |  |  | 2.936 | 2.9767 | 2.9229 | 2.8842 | 2.8757 | 2.8625 | 2.947 | 2.99 | 2.9871 | 3.0967 | 3.1137 | 3.1402 | 3.2236 | 3.2539 | 3.2757 | 3.3001 | 3.3079 | 3.3338 | 3.386
8i | of which offshore wind |  |  | 0.54095 | 0.53551 | 0.4887 | 0.44861 | 0.4407 | 0.39956 | 0.41754 | 0.42988 | 0.44373 | 0.47159 | 0.5151 | 0.51806 | 0.54491 | 0.57054 | 0.55745 | 0.57715 | 0.57572 | 0.60443 | 0.62928
8j | of which Solar |  |  | 4.5 | 4.7 | 4.9 | 5.1 | 5.3 | 5.5 | 5.6 | 5.6 | 5.6 | 5.6 | 5.6 | 5.6 | 5.6 | 5.5995 | 5.5931 | 5.5772 | 5.5544 | 5.5166 | 5.0285
8k | of which Biomass |  |  | 0 | 0 | 0 | 0 | 0 | 0 | 0 | 0 | 0 | 0 | 0 | 0 | 0 | 0 | 0 | 0 | 0 | 0 | 0
8l | of which other RES (apart from hydro) |  |  | 0 | 0 | 0 | 0 | 0 | 0 | 0 | 0 | 0 | 0 | 0 | 0 | 0 | 0 | 0 | 0 | 0 | 0 | 0
8m | Hydro Run of River and Reservoir |  |  | 0 | 0 | 0 | 0 | 0 | 0 | 0 | 0 | 0 | 0 | 0 | 0 | 0 | 0 | 0 | 0 | 0 | 0 | 0
8n | Hydro pumping |  |  | 0 | 0 | 0 | 0 | 0 | 0 | 0 | 0 | 0 | 0 | 0 | 0 | 0 | 0 | 0 | 0 | 0 | 0 | 0
8o | of which other non-RES (incl. not clearly identifiable energy sources) |  |  | 0.152 | 0.152 | 0.152 | 0.152 | 0.152 | 0.152 | 0.152 | 0.152 | 0.152 | 0.152 | 0.152 | 0.152 | 0.152 | 0.152 | 0.152 | 0.152 | 0.152 | 0.152 | 0.152
9 | Available capacity (9 = 6 - (7 + 8)) |  |  | 23.1221 | 22.7518 | 22.9024 | 23.9702 | 24.0366 | 24.1409 | 22.2755 | 23.0101 | 22.9992 | 22.8617 | 22.8012 | 22.7718 | 22.6615 | 22.1361 | 21.7077 | 21.6795 | 21.999 | 21.6222 | 20.3652
10 | Outages: average expected value (all power stations) |  |  | 1.5557 | 1.5252 | 1.5252 | 1.591 | 1.591 | 1.591 | 1.4505 | 1.5137 | 1.5137 | 1.5137 | 1.5137 | 1.5137 | 1.5137 | 1.4808 | 1.451 | 1.451 | 1.4722 | 1.447 | 1.313
11 | System services reserve (one hour ahead of real time) |  |  | 1.181 | 1.181 | 1.181 | 1.181 | 1.181 | 1.181 | 1.181 | 1.181 | 1.181 | 1.181 | 1.181 | 1.181 | 1.181 | 1.181 | 1.181 | 1.181 | 1.181 | 1.181 | 1.181
12 | Reliably available capacity (12 = 9 - (10 + 11)) |  |  | 20.3854 | 20.0455 | 20.1962 | 21.1982 | 21.2646 | 21.3689 | 19.644 | 20.3154 | 20.3045 | 20.167 | 20.1065 | 20.0771 | 19.9668 | 19.4743 | 19.0758 | 19.0475 | 19.3458 | 18.9942 | 17.8712
13 | Demand at reference point in time |  |  | 17.501 | 17.554 | 17.705 | 17.683 | 16.101 | 16.091 | 17.457 | 17.479 | 17.453 | 17.541 | 17.23 | 17.224 | 17.099 | 16.864 | 16.698 | 16.466 | 16.178 | 15.957 | 14.824
13b | Population average daily (24h) temperature (degrees Celsius) |  |  | 5.8116 | 5.1378 | 4.6236 | 4.3066 | 4.2228 | 4.3826 | 3.6985 | 3.4734 | 3.3664 | 3.3749 | 3.4952 | 3.7222 | 4.0499 | 4.4715 | 4.9016 | 5.4763 | 6.1207 | 6.8252 | 7.5797
14a | Load reduction / demand side response available at reference point in time |  |  | 0.3 | 0.3 | 0.3 | 0.3 | 0.3 | 0.3 | 0.3 | 0.3 | 0.3 | 0.3 | 0.3 | 0.3 | 0.3 | 0.3 | 0.3 | 0.3 | 0.3 | 0.3 | 0.3
14b | Strategic reserves available at reference point in time |  |  | 0 | 0 | 0 | 0 | 0 | 0 | 0 | 0 | 0 | 0 | 0 | 0 | 0 | 0 | 0 | 0 | 0 | 0 | 0
15 | Net weekly load at reference point in time (15 = 13-14a) |  |  | 17.201 | 17.254 | 17.405 | 17.383 | 15.801 | 15.791 | 17.157 | 17.179 | 17.153 | 17.241 | 16.93 | 16.924 | 16.799 | 16.564 | 16.398 | 16.166 | 15.878 | 15.657 | 14.524
16 | Remaining capacity at reference point in time (16 = 12- 15) |  |  | 3.1844 | 2.7915 | 2.7912 | 3.8152 | 5.4636 | 5.5779 | 2.487 | 3.1364 | 3.1515 | 2.926 | 3.1765 | 3.1531 | 3.1678 | 2.9103 | 2.6778 | 2.8815 | 3.4678 | 3.3372 | 3.3472
B1 | Weekly peak load (unrestricted reference point in time) |  |  | 18.001 | 18.054 | 18.205 | 18.183 | 16.601 | 16.591 | 17.957 | 17.979 | 17.953 | 18.041 | 17.73 | 17.724 | 17.599 | 17.364 | 17.198 | 16.966 | 16.678 | 16.457 | 15.324
B2 | Daily hour of expected weekly peak load (CET for winter, but CEST for last week; CEST for summer) |  |  | 17 | 17 | 17 | 17 | 17 | 17 | 17 | 17 | 17 | 17 | 17 | 17 | 17 | 17 | 17 | 17 | 17 | 17 | 17
PART C : DATA FOR SEVERE CONDITIONS
17 | Non-usable capacity at reference point (all power stations including mothballed, authorization & technical & legal constraints, energy source unavailability etc. ) |  |  | 12.2115 | 12.5066 | 12.7558 | 12.996 | 13.224 | 13.4554 | 13.6061 | 13.6084 | 13.6176 | 13.6492 | 13.6502 | 13.6438 | 13.6492 | 13.6412 | 13.6369 | 13.6384 | 13.6286 | 13.6128 | 12.7671
17a | of which nuclear |  |  | 0 | 0 | 0 | 0 | 0 | 0 | 0 | 0 | 0 | 0 | 0 | 0 | 0 | 0 | 0 | 0 | 0 | 0 | 0
17b | of which Lignite |  |  | 0 | 0 | 0 | 0 | 0 | 0 | 0 | 0 | 0 | 0 | 0 | 0 | 0 | 0 | 0 | 0 | 0 | 0 | 0
17c | of which Hard Coal |  |  | 0 | 0 | 0 | 0 | 0 | 0 | 0 | 0 | 0 | 0 | 0 | 0 | 0 | 0 | 0 | 0 | 0 | 0 | 0
17d | of which Gas |  |  | 2.901 | 2.901 | 2.901 | 2.901 | 2.901 | 2.901 | 2.901 | 2.9 | 2.901 | 2.901 | 2.901 | 2.901 | 2.901 | 2.901 | 2.901 | 2.901 | 2.901 | 2.901 | 2.28
17e | of which Oil |  |  | 0 | 0 | 0 | 0 | 0 | 0 | 0 | 0 | 0 | 0 | 0 | 0 | 0 | 0 | 0 | 0 | 0 | 0 | 0
17f | of which Oil Shale |  |  | 0 | 0 | 0 | 0 | 0 | 0 | 0 | 0 | 0 | 0 | 0 | 0 | 0 | 0 | 0 | 0 | 0 | 0 | 0
17g | of which Fossil Peat |  |  | 0 | 0 | 0 | 0 | 0 | 0 | 0 | 0 | 0 | 0 | 0 | 0 | 0 | 0 | 0 | 0 | 0 | 0 | 0
17h | of which onshore wind |  |  | 3.7155 | 3.8125 | 3.8614 | 3.9029 | 3.9338 | 3.9724 | 4.0246 | 4.0273 | 4.0344 | 4.0598 | 4.0572 | 4.0495 | 4.0563 | 4.0489 | 4.0455 | 4.0492 | 4.0472 | 4.0449 | 4.0531
17i | of which offshore wind |  |  | 0.94295 | 0.94111 | 0.94136 | 0.94008 | 0.93717 | 0.93001 | 0.92847 | 0.92912 | 0.93019 | 0.9364 | 0.93994 | 0.9413 | 0.9399 | 0.93937 | 0.9384 | 0.9371 | 0.93731 | 0.94067 | 0.94212
17j | of which Solar |  |  | 4.5 | 4.7 | 4.9 | 5.1 | 5.3 | 5.5 | 5.6 | 5.6 | 5.6 | 5.6 | 5.6 | 5.6 | 5.6 | 5.6 | 5.6 | 5.5991 | 5.5911 | 5.5742 | 5.3398
17k | of which Biomass |  |  | 0 | 0 | 0 | 0 | 0 | 0 | 0 | 0 | 0 | 0 | 0 | 0 | 0 | 0 | 0 | 0 | 0 | 0 | 0
17l | of which other RES (apart from hydro) |  |  | 0 | 0 | 0 | 0 | 0 | 0 | 0 | 0 | 0 | 0 | 0 | 0 | 0 | 0 | 0 | 0 | 0 | 0 | 0
17m | Hydro Run of River and Reservoir |  |  | 0 | 0 | 0 | 0 | 0 | 0 | 0 | 0 | 0 | 0 | 0 | 0 | 0 | 0 | 0 | 0 | 0 | 0 | 0
17n | Hydro pumping |  |  | 0 | 0 | 0 | 0 | 0 | 0 | 0 | 0 | 0 | 0 | 0 | 0 | 0 | 0 | 0 | 0 | 0 | 0 | 0
17o | of which other non-RES (incl. not clearly identifiable energy sources) |  |  | 0.152 | 0.152 | 0.152 | 0.152 | 0.152 | 0.152 | 0.152 | 0.152 | 0.152 | 0.152 | 0.152 | 0.152 | 0.152 | 0.152 | 0.152 | 0.152 | 0.152 | 0.152 | 0.152
18 | Available capacity (18 = 6 - (7 + 17)) |  |  | 21.8445 | 21.4144 | 21.4152 | 22.364 | 22.386 | 22.4046 | 20.5909 | 21.3786 | 21.3694 | 21.3378 | 21.3368 | 21.3432 | 21.3378 | 20.8758 | 20.4541 | 20.4526 | 20.7654 | 20.4212 | 19.5989
19 | Outages: average expected value (all power stations) under SEVERE conditions |  |  | 1.549 | 1.5185 | 1.5185 | 1.5843 | 1.5843 | 1.5843 | 1.4438 | 1.507 | 1.507 | 1.507 | 1.507 | 1.507 | 1.507 | 1.4741 | 1.4442 | 1.4442 | 1.4655 | 1.4403 | 1.3498
20 | System services reserve (one hour ahead of real time) under SEVERE conditions |  |  | 1.181 | 1.181 | 1.181 | 1.181 | 1.181 | 1.181 | 1.181 | 1.181 | 1.181 | 1.181 | 1.181 | 1.181 | 1.181 | 1.181 | 1.181 | 1.181 | 1.181 | 1.181 | 1.181
21 | Reliably available capacity under SEVERE conditions (21 = 18 - (19 + 20)) |  |  | 19.1146 | 18.7149 | 18.7157 | 19.5987 | 19.6207 | 19.6393 | 17.9662 | 18.6906 | 18.6814 | 18.6499 | 18.6489 | 18.6552 | 18.6498 | 18.2207 | 17.8289 | 17.8274 | 18.119 | 17.8 | 17.0682
22 | Demand at reference point in time under SEVERE conditions (one in 20 year) |  |  | 18.004 | 18.093 | 18.196 | 18.217 | 17.117 | 16.579 | 18.2 | 18.1 | 18.021 | 17.78 | 17.735 | 17.708 | 17.622 | 17.478 | 17.856 | 17.222 | 16.87 | 16.613 | 15.608
23a | Load reduction / demand side response available at reference point in time under SEVERE conditions |  |  | 0.3 | 0.3 | 0.3 | 0.3 | 0.3 | 0.3 | 0.3 | 0.3 | 0.3 | 0.3 | 0.3 | 0.3 | 0.3 | 0.3 | 0.3 | 0.3 | 0.3 | 0.3 | 0.3
23b | Strategic reserves available at reference point in time under SEVERE conditions |  |  | 0 | 0 | 0 | 0 | 0 | 0 | 0 | 0 | 0 | 0 | 0 | 0 | 0 | 0 | 0 | 0 | 0 | 0 | 0
24 | Net weekly peak load for SEVERE conditions (24 = 22-23a) |  |  | 17.704 | 17.793 | 17.896 | 17.917 | 16.817 | 16.279 | 17.9 | 17.8 | 17.721 | 17.48 | 17.435 | 17.408 | 17.322 | 17.178 | 17.556 | 16.922 | 16.57 | 16.313 | 15.308
25 | Remaining capacity for SEVERE conditions (25 = 21-24) |  |  | 1.4106 | 0.92189 | 0.8197 | 1.6817 | 2.8037 | 3.3603 | 0.066156 | 0.89056 | 0.96043 | 1.1699 | 1.2139 | 1.2472 | 1.3278 | 1.0427 | 0.27287 | 0.90539 | 1.549 | 1.487 | 1.7602
C1 | Weekly peak load under SEVERE conditions (unrestricted reference point in time) |  |  | 18.304 | 18.393 | 18.496 | 18.517 | 17.417 | 16.879 | 18.5 | 18.4 | 18.321 | 18.08 | 18.035 | 18.008 | 17.922 | 17.778 | 18.156 | 17.522 | 17.17 | 16.913 | 15.908
C2 | Daily hour of expected weekly peak load (CET for winter, but CEST for last week; CEST for summer) |  |  | 17 | 17 | 17 | 17 | 17 | 17 | 17 | 17 | 17 | 17 | 17 | 17 | 17 | 17 | 17 | 17 | 17 | 17 | 17
PART D: ADDITIONAL INFORMATION FOR INTERCONNECTORS (at synchronous peak)
31 | Simultaneous importable capacity |  | From | 9.05 | 9.05 | 9.05 | 9.05 | 9.05 | 9.05 | 9.05 | 9.05 | 9.05 | 9.05 | 9.05 | 9.05 | 9.05 | 9.05 | 9.05 | 9.05 | 9.05 | 9.05 | 9.05
32 | Simultaneous exportable capacity |  | To | 8.05 | 8.05 | 8.05 | 8.05 | 8.05 | 8.05 | 8.05 | 8.05 | 8.05 | 8.05 | 8.05 | 8.05 | 8.05 | 8.05 | 8.05 | 8.05 | 8.05 | 8.05 | 8.05
| The off-peak dates are related to Sunday of each week |  |  | 2019-12-01 | 2019-12-08 | 2019-12-15 | 2019-12-22 | 2019-12-29 | 2020-01-05 | 2020-01-12 | 2020-01-19 | 2020-01-26 | 2020-02-02 | 2020-02-09 | 2020-02-16 | 2020-02-23 | 2020-03-01 | 2020-03-08 | 2020-03-15 | 2020-03-22 | 2020-03-29 | 2020-04-05
| WEEK |  |  | 48 | 49 | 50 | 51 | 52 | 1 | 2 | 3 | 4 | 5 | 6 | 7 | 8 | 9 | 10 | 11 | 12 | 13 | 14
| Time (CET for winter, but CEST for last week of winter; CEST for summer) |  |  | 5:00 | 5:00 | 5:00 | 5:00 | 5:00 | 5:00 | 5:00 | 5:00 | 5:00 | 5:00 | 5:00 | 5:00 | 5:00 | 5:00 | 5:00 | 5:00 | 5:00 | 5:00 | 5:00
PART E: ADDITIONAL INFORMATION FOR NIGHT MIN DEMAND CONDITIONS
33 | Weekly Minimum Demand (overnight valley minimum) |  |  | 10.301 | 10.32 | 10.336 | 10 | 10 | 10 | 10.262 | 10.246 | 10.303 | 10.283 | 10.377 | 10.402 | 10.332 | 10.299 | 10.231 | 10.236 | 10.216 | 9.818 | 9.792
34 | Must Run Generation (excluding wind/run of river) |  |  | 4.5 | 4.5 | 4.5 | 4 | 4 | 4 | 4 | 4 | 4 | 4 | 4 | 4 | 4 | 4 | 4 | 4 | 4 | 4 | 4
35 | Run of river generation (Must Run) |  |  | 0.037 | 0.037 | 0.037 | 0.037 | 0.037 | 0.037 | 0.037 | 0.037 | 0.037 | 0.037 | 0.037 | 0.037 | 0.037 | 0.037 | 0.037 | 0.037 | 0.037 | 0.037 | 0.037
36 | Downward balancing reserves (FCR, FRR) |  |  | 1.181 | 1.181 | 1.181 | 1.181 | 1.181 | 1.181 | 1.181 | 1.181 | 1.181 | 1.181 | 1.181 | 1.181 | 1.181 | 1.181 | 1.181 | 1.181 | 1.181 | 1.181 | 1.181
37 | Pumping Storage Capacity available (Power) |  |  | 0 | 0 | 0 | 0 | 0 | 0 | 0 | 0 | 0 | 0 | 0 | 0 | 0 | 0 | 0 | 0 | 0 | 0 | 0
38a | Highest expected onshore wind generation running |  |  | 3.3409 | 3.496 | 3.5978 | 3.6744 | 3.7302 | 3.7802 | 3.819 | 3.8175 | 3.8292 | 3.8185 | 3.8185 | 3.7621 | 3.7286 | 3.6528 | 3.5548 | 3.4168 | 3.2918 | 3.1639 | 3.0335
38b | Highest expected offshore wind generation running |  |  | 0.90914 | 0.90915 | 0.90915 | 0.90915 | 0.90915 | 0.90915 | 0.90915 | 0.90915 | 0.90915 | 0.90915 | 0.90915 | 0.90915 | 0.90914 | 0.9091 | 0.90898 | 0.90868 | 0.90725 | 0.90393 | 0.89676
39 | DOWNWARD REGULATION CAPABILITIES: 39 = (33+37)-(34+35+36+38a+38b)) |  |  | 0.33297 | 0.19686 | 0.11105 | 0.19845 | 0.1427 | 0.092696 | 0.31582 | 0.30132 | 0.34667 | 0.33736 | 0.43136 | 0.51276 | 0.47629 | 0.51913 | 0.54921 | 0.69252 | 0.79896 | 0.53218 | 0.64377
PART Ebis: ADDITIONAL INFORMATION FOR INTERCONNECTORS
Transportable capacity at night minimum demand conditions (high wind conditions)
40 | Simultaneous importable capacity |  | From | 9.05 | 9.05 | 9.05 | 9.05 | 9.05 | 9.05 | 9.05 | 9.05 | 9.05 | 9.05 | 9.05 | 9.05 | 9.05 | 9.05 | 9.05 | 9.05 | 9.05 | 9.05 | 9.05
41 | Simultaneous exportable capacity |  | To | 8.05 | 8.05 | 8.05 | 8.05 | 8.05 | 8.05 | 8.05 | 8.05 | 8.05 | 8.05 | 8.05 | 8.05 | 8.05 | 8.05 | 8.05 | 8.05 | 8.05 | 8.05 | 8.05
| Time (CET for winter, but CEST for last week of winter; CEST for summer) |  |  | 11:00 | 11:00 | 11:00 | 11:00 | 11:00 | 11:00 | 11:00 | 11:00 | 11:00 | 11:00 | 11:00 | 11:00 | 11:00 | 11:00 | 11:00 | 11:00 | 11:00 | 11:00 | 11:00
PART F: ADDITIONAL INFORMATION FOR DAYTIME MIN DEMAND CONDITIONS
42 | Weekly Minimum Daytime Demand (Sunday low peak + solar) |  |  | 12.592 | 12.642 | 12.724 | 13.606 | 13.49 | 13.117 | 12.571 | 12.628 | 12.56 | 12.439 | 12.409 | 12.302 | 12.139 | 12.028 | 11.916 | 11.92 | 11.91 | 11.9 | 11.5
43 | Must Run Generation (excluding wind/PV/run of river) |  |  | 4.5 | 4.5 | 4.5 | 4.5 | 4.5 | 4 | 4 | 4 | 4 | 4 | 4 | 4 | 4 | 4 | 4 | 4 | 4 | 4 | 4
44 | Run of river generation (Must Run) |  |  | 0.037 | 0.037 | 0.037 | 0.037 | 0.037 | 0.037 | 0.037 | 0.037 | 0.037 | 0.037 | 0.037 | 0.037 | 0.037 | 0.037 | 0.037 | 0.037 | 0.037 | 0.037 | 0.037
45 | Downward balancing reserves (FCR, FRR) |  |  | 1.181 | 1.181 | 1.181 | 1.181 | 1.181 | 1.181 | 1.181 | 1.181 | 1.181 | 1.181 | 1.181 | 1.181 | 1.181 | 1.181 | 1.181 | 1.181 | 1.181 | 1.181 | 1.181
46 | Pumping Storage Capacity available (Power) |  |  | 0 | 0 | 0 | 0 | 0 | 0 | 0 | 0 | 0 | 0 | 0 | 0 | 0 | 0 | 0 | 0 | 0 | 0 | 0
47a | Highest expected onshore wind generation running |  |  | 3.3848 | 3.5407 | 3.6028 | 3.6659 | 3.7303 | 3.7603 | 3.8149 | 3.8173 | 3.8217 | 3.8235 | 3.7953 | 3.7465 | 3.7274 | 3.6694 | 3.6748 | 3.6429 | 3.5377 | 3.4176 | 3.1888
47b | Highest expected offshore wind generation running |  |  | 0.90904 | 0.9091 | 0.90915 | 0.90915 | 0.90915 | 0.90915 | 0.90915 | 0.90915 | 0.90915 | 0.90915 | 0.90915 | 0.90911 | 0.909 | 0.90851 | 0.90804 | 0.908 | 0.90456 | 0.89989 | 0.89079
48 | Highest expected solar PV running |  |  | 0.85918 | 0.84516 | 0.81862 | 0.79529 | 0.80463 | 0.85709 | 0.89403 | 1.0326 | 1.1803 | 1.355 | 1.4755 | 1.5664 | 1.6843 | 1.8519 | 1.9598 | 2.1248 | 2.245 | 2.3569 | 1.9237
49 | DOWNWARD REGULATION CAPABILITIES: 49 = (42+46)-(43+44+45+47a+47b+48a+48b) |  |  | 1.7209 | 1.6291 | 1.6755 | 2.5176 | 2.3279 | 2.3725 | 1.7349 | 1.6509 | 1.4309 | 1.1334 | 1.0111 | 0.86197 | 0.60036 | 0.38018 | 0.15541 | 0.026376 | 0.0047525 | 0.0076307 | 0.27865
PART Fbis: ADDITIONAL INFORMATION FOR INTERCONNECTORS
Transportable capacity at daytime minimum demand conditions (high wind and high solar conditions)
50 | Simultaneous importable capacity |  | From | 9.05 | 9.05 | 9.05 | 9.05 | 9.05 | 9.05 | 9.05 | 9.05 | 9.05 | 9.05 | 9.05 | 9.05 | 9.05 | 9.05 | 9.05 | 9.05 | 9.05 | 9.05 | 9.05
51 | Simultaneous exportable capacity |  | To | 8.05 | 8.05 | 8.05 | 8.05 | 8.05 | 8.05 | 8.05 | 8.05 | 8.05 | 8.05 | 8.05 | 8.05 | 8.05 | 8.05 | 8.05 | 8.05 | 8.05 | 8.05 | 8.05

## NI
Winter Outlook Report 2019/2020
| Power Data (all entries are assumed to be >0) |  |  |  |  | NI | [6 empty] | Heating if temperature below: | 13.3 |  |  |  | Cooling if temperature above: | not detected
| (Net values in GW, at a synchronous time every week) |  |  |  |  | Northern Ireland | [6 empty] | Heating saturation temperature: | -3 |  |  |  | Cooling saturation temperature: | not detected
[13 empty] | Temperature sensitivity in heating [MW/ ͦC] | -13 |  |  |  | Temperature sensitivity in cooling [MW/ ͦC] | not detected
| The peak dates are related to Wednesday of each week |  |  | 2019-11-27 | 2019-12-04 | 2019-12-11 | 2019-12-18 | 2019-12-24 | 2019-12-31 | 2020-01-08 | 2020-01-15 | 2020-01-22 | 2020-01-29 | 2020-02-05 | 2020-02-12 | 2020-02-19 | 2020-02-26 | 2020-03-04 | 2020-03-11 | 2020-03-18 | 2020-03-25 | 2020-04-01
| WEEK |  |  | 48 | 49 | 50 | 51 | 52 | 1 | 2 | 3 | 4 | 5 | 6 | 7 | 8 | 9 | 10 | 11 | 12 | 13 | 14
| Time (CET for winter, but CEST last week; CEST for summer) |  |  | 19:00 | 19:00 | 19:00 | 19:00 | 19:00 | 19:00 | 19:00 | 19:00 | 19:00 | 19:00 | 19:00 | 19:00 | 19:00 | 19:00 | 19:00 | 19:00 | 19:00 | 19:00 | 19:00
Line | PART A : INDIGENOUS NATIONAL GENERATION | Severe conditions Average Forced Outage Rate | Normal conditions Average Forced Outage Rate
Net generating capacity:
1 | Nuclear Power | 5% | 5%
2 | Fossil Fuels |  |  | 1.669 | 1.669 | 1.669 | 1.669 | 1.669 | 1.669 | 1.669 | 1.669 | 1.669 | 1.669 | 1.669 | 1.669 | 1.669 | 1.669 | 1.669 | 1.669 | 1.669 | 1.669 | 1.669
2a | of which Lignite | 9% | 9%
2b | of which Hard Coal | 9% | 9% | 0.358 | 0.358 | 0.358 | 0.358 | 0.358 | 0.358 | 0.358 | 0.358 | 0.358 | 0.358 | 0.358 | 0.358 | 0.358 | 0.358 | 0.358 | 0.358 | 0.358 | 0.358 | 0.358
2c | of which Gas | 7% | 7% | bar: 2019-11-27 to 2020-04-01
2d | of which Oil | 9% | 9% | 0.311 | 0.311 | 0.311 | 0.311 | 0.311 | 0.311 | 0.311 | 0.311 | 0.311 | 0.311 | 0.311 | 0.311 | 0.311 | 0.311 | 0.311 | 0.311 | 0.311 | 0.311 | 0.311
2e | of which Oil Shale | 8.75% | 8.75%
2f | of which Fossil Peat | 8.75% | 8.75%
3 | Renewable Energy Sources (other than hydro) |  |  | 1.22 | 1.22 | 1.22 | 1.22 | 1.22 | 1.22 | 1.22 | 1.22 | 1.22 | 1.22 | 1.22 | 1.22 | 1.22 | 1.22 | 1.22 | 1.22 | 1.22 | 1.22 | 1.22
3a | of which onshore wind | 0% | 0% | 1.089 | 1.089 | 1.089 | 1.089 | 1.089 | 1.089 | 1.089 | 1.089 | 1.089 | 1.089 | 1.089 | 1.089 | 1.089 | 1.089 | 1.089 | 1.089 | 1.089 | 1.089 | 1.089
3b | of which offshore wind | 1.44% | 1.44%
3c | of which Solar (PV) | 0% | 0% | 0.113 | 0.113 | 0.113 | 0.113 | 0.113 | 0.113 | 0.113 | 0.113 | 0.113 | 0.113 | 0.113 | 0.113 | 0.113 | 0.113 | 0.113 | 0.113 | 0.113 | 0.113 | 0.113
3d | of which Biomass | 10% | 10% | 0.018 | 0.018 | 0.018 | 0.018 | 0.018 | 0.018 | 0.018 | 0.018 | 0.018 | 0.018 | 0.018 | 0.018 | 0.018 | 0.018 | 0.018 | 0.018 | 0.018 | 0.018 | 0.018
3e | of which other RES (e.g. tidal, wave, geothermal, RES waste, CSP) | 0% | 0%
4a | Hydro Run of River and Reservoir | 0% | 0%
4b | Hydro pumping | 0% | 0%
5 | Other non-RES (e.g. CHP non-renewable, waste non-renewable) | 0% | 0% | 0.08 | 0.08 | 0.08 | 0.08 | 0.08 | 0.08 | 0.08 | 0.08 | 0.08 | 0.08 | 0.08 | 0.08 | 0.08 | 0.08 | 0.08 | 0.08 | 0.08 | 0.08 | 0.08
6 | Total Net generating capacity (6 = 1+2+3+4a+4b+5) |  |  | 2.969 | 2.969 | 2.969 | 2.969 | 2.969 | 2.969 | 2.969 | 2.969 | 2.969 | 2.969 | 2.969 | 2.969 | 2.969 | 2.969 | 2.969 | 2.969 | 2.969 | 2.969 | 2.969
7 | Maintenance & Overhauls (planned outages) |  |  | 0 | 0 | 0 | 0 | 0 | 0 | 0 | 0.094 | 0.094 | 0.094 | 0.094 | 0.094 | 0.094 | 0.094 | 0.094 | 0.094 | 0 | 0 | 0
7a | Nuclear Power
7b | Lignite
7c | Hard Coal
7d | Gas |  |  | 2020-01-15: 0.094; 2020-01-22: 0.094; 2020-01-29: 0.094; 2020-02-05: 0.094; 2020-02-12: 0.094; 2020-02-19: 0.094; 2020-02-26: 0.094; 2020-03-04: 0.094; 2020-03-11: 0.094
7e | Oil
7f | Oil Shale
7g | Fossil Peat
7h | Onshore Wind
7i | Offshore Wind
7j | Solar (PV)
7k | Biomass
7l | other RES (apart from hydro, including tidal, wave, geothermal, waste renewable, CSP,…)
7m | Hydro Run of River and Reservoir
7n | Hydro pumping
7o | Other non-RES (incl. not clearly identifiable energy sources)
PART B : DATA FOR NORMAL CONDITIONS
8 | Non-usable capacity at reference point (all power stations including mothballed, authorization & technical & legal constraints, energy source unavailability etc. ) |  |  | 0.92182 | 0.9031 | 0.88768 | 0.85684 | 0.84205 | 0.80567 | 0.8039 | 0.82809 | 0.82333 | 0.8688 | 0.87016 | 0.8691 | 0.88935 | 0.88217 | 0.88422 | 0.91846 | 0.92687 | 0.96013 | 0.95828
8a | of which nuclear
8b | of which Lignite
8c | of which Hard Coal
8d | of which Gas
8e | of which Oil
8f | of which Oil Shale
8g | of which Fossil Peat
8h | of which onshore wind |  |  | 0.80882 | 0.7901 | 0.77468 | 0.74384 | 0.72905 | 0.69267 | 0.6909 | 0.71509 | 0.71033 | 0.7558 | 0.75717 | 0.75633 | 0.77717 | 0.77101 | 0.77454 | 0.81062 | 0.82125 | 0.85666 | 0.86972
8i | of which offshore wind |  |  | 0 | 0 | 0 | 0 | 0 | 0 | 0 | 0 | 0 | 0 | 0 | 0 | 0 | 0 | 0 | 0 | 0 | 0 | 0
8j | of which Solar |  |  | 0.113 | 0.113 | 0.113 | 0.113 | 0.113 | 0.113 | 0.113 | 0.113 | 0.113 | 0.113 | 0.11299 | 0.11277 | 0.11218 | 0.11116 | 0.10968 | 0.10784 | 0.10563 | 0.10347 | 0.088555
8k | of which Biomass
8l | of which other RES (apart from hydro)
8m | Hydro Run of River and Reservoir
8n | Hydro pumping
8o | of which other non-RES (incl. not clearly identifiable energy sources)
9 | Available capacity (9 = 6 - (7 + 8)) |  |  | 2.0472 | 2.0659 | 2.0813 | 2.1122 | 2.127 | 2.1633 | 2.1651 | 2.0469 | 2.0517 | 2.0062 | 2.0048 | 2.0059 | 1.9857 | 1.9928 | 1.9908 | 1.9565 | 2.0421 | 2.0089 | 2.0107
10 | Outages: average expected value (all power stations) |  |  | 0.13201 | 0.13201 | 0.13201 | 0.13201 | 0.13201 | 0.13201 | 0.13201 | 0.12543 | 0.12543 | 0.12543 | 0.12543 | 0.12543 | 0.12543 | 0.12543 | 0.12543 | 0.12543 | 0.13201 | 0.13201 | 0.13201
11 | System services reserve (one hour ahead of real time) |  |  | 0.338 | 0.338 | 0.338 | 0.338 | 0.338 | 0.338 | 0.338 | 0.338 | 0.338 | 0.338 | 0.338 | 0.338 | 0.338 | 0.338 | 0.338 | 0.338 | 0.338 | 0.338 | 0.338
12 | Reliably available capacity (12 = 9 - (10 + 11)) |  |  | 1.5772 | 1.5959 | 1.6113 | 1.6422 | 1.6569 | 1.6933 | 1.6951 | 1.5835 | 1.5882 | 1.5428 | 1.5414 | 1.5425 | 1.5222 | 1.5294 | 1.5274 | 1.4931 | 1.5721 | 1.5389 | 1.5407
13 | Demand at reference point in time |  |  | 1.681 | 1.7 | 1.718 | 1.657 | 1.34 | 1.506 | 1.578 | 1.63 | 1.569 | 1.619 | 1.575 | 1.565 | 1.522 | 1.515 | 1.481 | 1.461 | 1.431 | 1.379 | 1.365
13b | Population average daily (24h) temperature (degrees Celsius) |  |  | 7.6286 | 7.1781 | 6.8052 | 6.5222 | 6.3599 | 6.2733 | 5.9691 | 5.953 | 5.8912 | 5.8143 | 5.7474 | 5.7105 | 5.7188 | 5.7835 | 5.8896 | 6.0763 | 6.3318 | 6.6551 | 7.0427
14a | Load reduction / demand side response available at reference point in time |  |  | 0.092 | 0.092 | 0.092 | 0.092 | 0.092 | 0.092 | 0.092 | 0.092 | 0.092 | 0.092 | 0.092 | 0.092 | 0.092 | 0.092 | 0.092 | 0.092 | 0.092 | 0.092 | 0.092
14b | Strategic reserves available at reference point in time |  |  | 0.156 | 0.156 | 0.156 | 0.156 | 0.156 | 0.156 | 0.156 | 0.156 | 0.156 | 0.156 | 0.156 | 0.156 | 0.156 | 0.156 | 0.156 | 0.156 | 0.156 | 0.156 | 0.156
15 | Net weekly load at reference point in time (15 = 13-14a) |  |  | 1.589 | 1.608 | 1.626 | 1.565 | 1.248 | 1.414 | 1.486 | 1.538 | 1.477 | 1.527 | 1.483 | 1.473 | 1.43 | 1.423 | 1.389 | 1.369 | 1.339 | 1.287 | 1.273
16 | Remaining capacity at reference point in time (16 = 12- 15) |  |  | -0.011825 | -0.012108 | -0.014688 | 0.077151 | 0.40894 | 0.27932 | 0.20909 | 0.04548 | 0.11124 | 0.015771 | 0.058412 | 0.069471 | 0.09222 | 0.1064 | 0.13835 | 0.12411 | 0.23312 | 0.25186 | 0.26771
B1 | Weekly peak load (unrestricted reference point in time) |  |  | 1.699 | 1.729 | 1.747 | 1.683 | 1.506 | 1.526 | 1.605 | 1.641 | 1.61 | 1.619 | 1.604 | 1.582 | 1.523 | 1.515 | 1.504 | 1.461 | 1.431 | 1.382 | 1.402
B2 | Daily hour of expected weekly peak load (CET for winter, but CEST for last week; CEST for summer) |  |  | 19:00 | 19:00 | 19:00 | 19:00 | 19:00 | 19:00 | 19:00 | 19:00 | 19:00 | 19:00 | 19:00 | 19:00 | 19:00 | 19:00 | 19:00 | 19:00 | 19:00 | 19:00 | 20:00
PART C : DATA FOR SEVERE CONDITIONS
17 | Non-usable capacity at reference point (all power stations including mothballed, authorization & technical & legal constraints, energy source unavailability etc. ) |  |  | 1.1878 | 1.1858 | 1.1843 | 1.1811 | 1.1802 | 1.1786 | 1.1829 | 1.1842 | 1.1895 | 1.1932 | 1.1924 | 1.1942 | 1.1939 | 1.1914 | 1.1919 | 1.1922 | 1.1908 | 1.1909 | 1.1866
17a | of which nuclear
17b | of which Lignite
17c | of which Hard Coal
17d | of which Gas
17e | of which Oil
17f | of which Oil Shale
17g | of which Fossil Peat
17h | of which onshore wind |  |  | 1.0748 | 1.0728 | 1.0713 | 1.0681 | 1.0672 | 1.0656 | 1.0699 | 1.0712 | 1.0765 | 1.0802 | 1.0794 | 1.0812 | 1.0809 | 1.0787 | 1.0796 | 1.0807 | 1.0801 | 1.0816 | 1.0834
17i | of which offshore wind |  |  | 0 | 0 | 0 | 0 | 0 | 0 | 0 | 0 | 0 | 0 | 0 | 0 | 0 | 0 | 0 | 0 | 0 | 0 | 0
17j | of which Solar |  |  | 0.113 | 0.113 | 0.113 | 0.113 | 0.113 | 0.113 | 0.113 | 0.113 | 0.113 | 0.113 | 0.113 | 0.113 | 0.11298 | 0.11271 | 0.11223 | 0.11146 | 0.11071 | 0.10928 | 0.10313
17k | of which Biomass
17l | of which other RES (apart from hydro)
17m | Hydro Run of River and Reservoir
17n | Hydro pumping
17o | of which other non-RES (incl. not clearly identifiable energy sources)
18 | Available capacity (18 = 6 - (7 + 17)) |  |  | 1.7812 | 1.7832 | 1.7847 | 1.7879 | 1.7888 | 1.7904 | 1.7861 | 1.6908 | 1.6855 | 1.6818 | 1.6826 | 1.6808 | 1.6811 | 1.6836 | 1.6831 | 1.6828 | 1.7782 | 1.7781 | 1.7824
19 | Outages: average expected value (all power stations) under SEVERE conditions |  |  | 0.13201 | 0.13201 | 0.13201 | 0.13201 | 0.13201 | 0.13201 | 0.13201 | 0.12543 | 0.12543 | 0.12543 | 0.12543 | 0.12543 | 0.12543 | 0.12543 | 0.12543 | 0.12543 | 0.13201 | 0.13201 | 0.13201
20 | System services reserve (one hour ahead of real time) under SEVERE conditions |  |  | 0.338 | 0.338 | 0.338 | 0.338 | 0.338 | 0.338 | 0.338 | 0.338 | 0.338 | 0.338 | 0.338 | 0.338 | 0.338 | 0.338 | 0.338 | 0.338 | 0.338 | 0.338 | 0.338
21 | Reliably available capacity under SEVERE conditions (21 = 18 - (19 + 20)) |  |  | 1.3112 | 1.3132 | 1.3147 | 1.3179 | 1.3188 | 1.3204 | 1.3161 | 1.2273 | 1.2221 | 1.2184 | 1.2192 | 1.2174 | 1.2177 | 1.2201 | 1.2197 | 1.2194 | 1.3082 | 1.3081 | 1.3124
22 | Demand at reference point in time under SEVERE conditions (one in 20 year) |  |  | 1.784 | 1.8155 | 1.8344 | 1.7672 | 1.5813 | 1.6023 | 1.6853 | 1.7231 | 1.6905 | 1.7 | 1.6842 | 1.6611 | 1.5992 | 1.5907 | 1.5792 | 1.5341 | 1.5026 | 1.4511 | 1.4721
23a | Load reduction / demand side response available at reference point in time under SEVERE conditions |  |  | 0.092 | 0.092 | 0.092 | 0.092 | 0.092 | 0.092 | 0.092 | 0.092 | 0.092 | 0.092 | 0.092 | 0.092 | 0.092 | 0.092 | 0.092 | 0.092 | 0.092 | 0.092 | 0.092
23b | Strategic reserves available at reference point in time under SEVERE conditions |  |  | 0.156 | 0.156 | 0.156 | 0.156 | 0.156 | 0.156 | 0.156 | 0.156 | 0.156 | 0.156 | 0.156 | 0.156 | 0.156 | 0.156 | 0.156 | 0.156 | 0.156 | 0.156 | 0.156
24 | Net weekly peak load for SEVERE conditions (24 = 22-23a) |  |  | 1.692 | 1.7235 | 1.7424 | 1.6752 | 1.4893 | 1.5103 | 1.5933 | 1.6311 | 1.5985 | 1.6079 | 1.5922 | 1.5691 | 1.5071 | 1.4987 | 1.4872 | 1.4421 | 1.4105 | 1.3591 | 1.3801
25 | Remaining capacity for SEVERE conditions (25 = 21-24) |  |  | -0.38077 | -0.41028 | -0.42768 | -0.35725 | -0.17055 | -0.18991 | -0.27713 | -0.40371 | -0.37639 | -0.38959 | -0.37302 | -0.3517 | -0.28946 | -0.27861 | -0.26749 | -0.22263 | -0.10233 | -0.05099 | -0.067678
C1 | Weekly peak load under SEVERE conditions (unrestricted reference point in time) |  |  | 1.784 | 1.8155 | 1.8344 | 1.7672 | 1.5813 | 1.6023 | 1.6853 | 1.7231 | 1.6905 | 1.7 | 1.6842 | 1.6611 | 1.5992 | 1.5907 | 1.5792 | 1.5341 | 1.5026 | 1.4511 | 1.4721
C2 | Daily hour of expected weekly peak load (CET for winter, but CEST for last week; CEST for summer) |  |  | 19:00 | 19:00 | 19:00 | 19:00 | 19:00 | 19:00 | 19:00 | 19:00 | 19:00 | 19:00 | 19:00 | 19:00 | 19:00 | 19:00 | 19:00 | 19:00 | 19:00 | 19:00 | 20:00
PART D: ADDITIONAL INFORMATION FOR INTERCONNECTORS (at synchronous peak)
31 | Simultaneous importable capacity |  | From | 0.842 | 0.842 | 0.842 | 0.842 | 0.842 | 0.842 | 0.842 | 0.842 | 0.842 | 0.842 | 0.842 | 0.842 | 0.842 | 0.842 | 0.842 | 0.842 | 0.842 | 0.842 | 0.842
32 | Simultaneous exportable capacity |  | To | 0.7 | 0.7 | 0.7 | 0.7 | 0.7 | 0.7 | 0.7 | 0.7 | 0.7 | 0.7 | 0.7 | 0.7 | 0.7 | 0.7 | 0.7 | 0.7 | 0.7 | 0.7 | 0.7
| The off-peak dates are related to Sunday of each week |  |  | 2019-12-01 | 2019-12-08 | 2019-12-15 | 2019-12-22 | 2019-12-29 | 2020-01-05 | 2020-01-12 | 2020-01-19 | 2020-01-26 | 2020-02-02 | 2020-02-09 | 2020-02-16 | 2020-02-23 | 2020-03-01 | 2020-03-08 | 2020-03-15 | 2020-03-22 | 2020-03-29 | 2020-04-05
| WEEK |  |  | 48 | 49 | 50 | 51 | 52 | 1 | 2 | 3 | 4 | 5 | 6 | 7 | 8 | 9 | 10 | 11 | 12 | 13 | 14
| Time (CET for winter, but CEST for last week of winter; CEST for summer) |  |  | 5:00 | 5:00 | 5:00 | 5:00 | 5:00 | 5:00 | 5:00 | 5:00 | 5:00 | 5:00 | 5:00 | 5:00 | 5:00 | 5:00 | 5:00 | 5:00 | 5:00 | 5:00 | 5:00
PART E: ADDITIONAL INFORMATION FOR NIGHT MIN DEMAND CONDITIONS
33 | Weekly Minimum Demand (overnight valley minimum) |  |  | 0.66 | 0.66 | 0.66 | 0.66 | 0.66 | 0.66 | 0.66 | 0.66 | 0.66 | 0.66 | 0.66 | 0.66 | 0.66 | 0.66 | 0.66 | 0.66 | 0.66 | 0.66 | 0.66
34 | Must Run Generation (excluding wind/run of river) |  |  | 0.436 | 0.436 | 0.436 | 0.436 | 0.436 | 0.436 | 0.436 | 0.436 | 0.436 | 0.436 | 0.436 | 0.436 | 0.436 | 0.436 | 0.436 | 0.436 | 0.436 | 0.436 | 0.436
35 | Run of river generation (Must Run)
36 | Downward balancing reserves (FCR, FRR) |  |  | 0.05 | 0.05 | 0.05 | 0.05 | 0.05 | 0.05 | 0.05 | 0.05 | 0.05 | 0.05 | 0.05 | 0.05 | 0.05 | 0.05 | 0.05 | 0.05 | 0.05 | 0.05 | 0.05
37 | Pumping Storage Capacity available (Power)
38a | Highest expected onshore wind generation running |  |  | 1.0167 | 1.0201 | 1.0263 | 1.0313 | 1.0335 | 1.0336 | 1.0333 | 1.0317 | 1.032 | 1.0284 | 1.0317 | 1.0311 | 1.0263 | 1.025 | 1.0194 | 0.99821 | 0.98985 | 0.94738 | 0.87834
38b | Highest expected offshore wind generation running |  |  | 0 | 0 | 0 | 0 | 0 | 0 | 0 | 0 | 0 | 0 | 0 | 0 | 0 | 0 | 0 | 0 | 0 | 0 | 0
39 | DOWNWARD REGULATION CAPABILITIES: 39 = (33+37)-(34+35+36+38a+38b)) |  |  | -0.84268 | -0.84614 | -0.8523 | -0.85725 | -0.8595 | -0.85959 | -0.85928 | -0.85772 | -0.85798 | -0.8544 | -0.85771 | -0.85707 | -0.85231 | -0.85103 | -0.84543 | -0.82421 | -0.81585 | -0.77338 | -0.70434
PART Ebis: ADDITIONAL INFORMATION FOR INTERCONNECTORS
Transportable capacity at night minimum demand conditions (high wind conditions)
40 | Simultaneous importable capacity |  | From | 0.842 | 0.842 | 0.842 | 0.842 | 0.842 | 0.842 | 0.842 | 0.842 | 0.842 | 0.842 | 0.842 | 0.842 | 0.842 | 0.842 | 0.842 | 0.842 | 0.842 | 0.842 | 0.842
41 | Simultaneous exportable capacity |  | To | 0.7 | 0.7 | 0.7 | 0.7 | 0.7 | 0.7 | 0.7 | 0.7 | 0.7 | 0.7 | 0.7 | 0.7 | 0.7 | 0.7 | 0.7 | 0.7 | 0.7 | 0.7 | 0.7
| Time (CET for winter, but CEST for last week of winter; CEST for summer) |  |  | 11:00 | 11:00 | 11:00 | 11:00 | 11:00 | 11:00 | 11:00 | 11:00 | 11:00 | 11:00 | 11:00 | 11:00 | 11:00 | 11:00 | 11:00 | 11:00 | 11:00 | 11:00 | 11:00
PART F: ADDITIONAL INFORMATION FOR DAYTIME MIN DEMAND CONDITIONS
42 | Weekly Minimum Daytime Demand (Sunday low peak + solar) |  |  | 1.3 | 1.3 | 1.3 | 1.3 | 1.3 | 1.3 | 1.3 | 1.3 | 1.3 | 1.3 | 1.3 | 1.3 | 1.3 | 1.3 | 1.3 | 1.3 | 1.3 | 1.3 | 1.3
43 | Must Run Generation (excluding wind/PV/run of river) |  |  | 0.436 | 0.436 | 0.436 | 0.436 | 0.436 | 0.436 | 0.436 | 0.436 | 0.436 | 0.436 | 0.436 | 0.436 | 0.436 | 0.436 | 0.436 | 0.436 | 0.436 | 0.436 | 0.436
44 | Run of river generation (Must Run)
45 | Downward balancing reserves (FCR, FRR) |  |  | 0.05 | 0.05 | 0.05 | 0.05 | 0.05 | 0.05 | 0.05 | 0.05 | 0.05 | 0.05 | 0.05 | 0.05 | 0.05 | 0.05 | 0.05 | 0.05 | 0.05 | 0.05 | 0.05
46 | Pumping Storage Capacity available (Power)
47a | Highest expected onshore wind generation running |  |  | 1.0218 | 1.0246 | 1.0277 | 1.0306 | 1.0334 | 1.0336 | 1.0333 | 1.0332 | 1.0319 | 1.0291 | 1.0308 | 1.0298 | 1.027 | 1.027 | 1.0262 | 1.0203 | 1.0169 | 0.99358 | 0.92732
47b | Highest expected offshore wind generation running |  |  | 0 | 0 | 0 | 0 | 0 | 0 | 0 | 0 | 0 | 0 | 0 | 0 | 0 | 0 | 0 | 0 | 0 | 0 | 0
48 | Highest expected solar PV running |  |  | 0.014872 | 0.011346 | 0.0092189 | 0.0076154 | 0.0078409 | 0.0088009 | 0.010795 | 0.013861 | 0.016783 | 0.020853 | 0.02453 | 0.028235 | 0.031773 | 0.034205 | 0.03934 | 0.042436 | 0.04579 | 0.048342 | 0.036396
49 | DOWNWARD REGULATION CAPABILITIES: 49 = (42+46)-(43+44+45+47a+47b+48a+48b) |  |  | -0.22264 | -0.222 | -0.22292 | -0.22424 | -0.22719 | -0.2284 | -0.23013 | -0.23305 | -0.23472 | -0.23594 | -0.24137 | -0.244 | -0.24477 | -0.24722 | -0.25154 | -0.24877 | -0.24867 | -0.22792 | -0.14972
PART Fbis: ADDITIONAL INFORMATION FOR INTERCONNECTORS
Transportable capacity at daytime minimum demand conditions (high wind and high solar conditions)
50 | Simultaneous importable capacity |  | From | 0.842 | 0.842 | 0.842 | 0.842 | 0.842 | 0.842 | 0.842 | 0.842 | 0.842 | 0.842 | 0.842 | 0.842 | 0.842 | 0.842 | 0.842 | 0.842 | 0.842 | 0.842 | 0.842
51 | Simultaneous exportable capacity |  | To | 0.7 | 0.7 | 0.7 | 0.7 | 0.7 | 0.7 | 0.7 | 0.7 | 0.7 | 0.7 | 0.7 | 0.7 | 0.7 | 0.7 | 0.7 | 0.7 | 0.7 | 0.7 | 0.7

## MT
Winter Outlook Report 2019/2020
| Power Data (all entries are assumed to be >0) |  |  |  |  | MT | [6 empty] | Heating if temperature below: | no data |  |  |  | Cooling if temperature above: | 22.2
| (Net values in GW, at a synchronous time every week) |  |  |  |  | Malta | [6 empty] | Heating saturation temperature: | -9 |  |  |  | Cooling saturation temperature: | not detected
[13 empty] | Temperature sensitivity in heating [MW/ ͦC] | -10 |  |  |  | Temperature sensitivity in cooling [MW/ ͦC] | 18
| The peak dates are related to Wednesday of each week |  |  | 2019-11-27 | 2019-12-04 | 2019-12-11 | 2019-12-18 | 2019-12-24 | 2019-12-31 | 2020-01-08 | 2020-01-15 | 2020-01-22 | 2020-01-29 | 2020-02-05 | 2020-02-12 | 2020-02-19 | 2020-02-26 | 2020-03-04 | 2020-03-11 | 2020-03-18 | 2020-03-25 | 2020-04-01
| WEEK |  |  | 48 | 49 | 50 | 51 | 52 | 1 | 2 | 3 | 4 | 5 | 6 | 7 | 8 | 9 | 10 | 11 | 12 | 13 | 14
| Time (CET for winter, but CEST last week; CEST for summer) |  |  | 19:00 | 19:00 | 19:00 | 19:00 | 19:00 | 19:00 | 19:00 | 19:00 | 19:00 | 19:00 | 19:00 | 19:00 | 19:00 | 19:00 | 19:00 | 19:00 | 19:00 | 19:00 | 19:00
Line | PART A : INDIGENOUS NATIONAL GENERATION | Severe conditions Average Forced Outage Rate | Normal conditions Average Forced Outage Rate
Net generating capacity:
1 | Nuclear Power | 0% | 0%
2 | Fossil Fuels |  |  | 0.545 | 0.545 | 0.545 | 0.545 | 0.545 | 0.545 | 0.545 | 0.545 | 0.545 | 0.545 | 0.545 | 0.545 | 0.545 | 0.545 | 0.545 | 0.545 | 0.545 | 0.545 | 0.545
2a | of which Lignite | 0% | 0%
2b | of which Hard Coal | 0% | 0%
2c | of which Gas | 0% | 0% | 0.355 | 0.355 | 0.355 | 0.355 | 0.355 | 0.355 | 0.355 | 0.355 | 0.355 | 0.355 | 0.355 | 0.355 | 0.355 | 0.355 | 0.355 | 0.355 | 0.355 | 0.355 | 0.355
2d | of which Oil | 2% | 2% | 0.19 | 0.19 | 0.19 | 0.19 | 0.19 | 0.19 | 0.19 | 0.19 | 0.19 | 0.19 | 0.19 | 0.19 | 0.19 | 0.19 | 0.19 | 0.19 | 0.19 | 0.19 | 0.19
2e | of which Oil Shale | 0% | 0%
2f | of which Fossil Peat | 0% | 0%
3 | Renewable Energy Sources (other than hydro) |  |  | 0.1 | 0.1 | 0.1 | 0.1 | 0.1 | 0.1 | 0.1 | 0.1 | 0.1 | 0.1 | 0.1 | 0.1 | 0.1 | 0.1 | 0.1 | 0.1 | 0.1 | 0.1 | 0.1
3a | of which onshore wind | 0% | 0%
3b | of which offshore wind | 0% | 0%
3c | of which Solar (PV) | 0% | 0% | 0.1 | 0.1 | 0.1 | 0.1 | 0.1 | 0.1 | 0.1 | 0.1 | 0.1 | 0.1 | 0.1 | 0.1 | 0.1 | 0.1 | 0.1 | 0.1 | 0.1 | 0.1 | 0.1
3d | of which Biomass | 0% | 0%
3e | of which other RES (e.g. tidal, wave, geothermal, RES waste, CSP) | 0% | 0%
4a | Hydro Run of River and Reservoir | 0% | 0%
4b | Hydro pumping | 0% | 0%
5 | Other non-RES (e.g. CHP non-renewable, waste non-renewable) | 0% | 0%
6 | Total Net generating capacity (6 = 1+2+3+4a+4b+5) |  |  | 0.645 | 0.645 | 0.645 | 0.645 | 0.645 | 0.645 | 0.645 | 0.645 | 0.645 | 0.645 | 0.645 | 0.645 | 0.645 | 0.645 | 0.645 | 0.645 | 0.645 | 0.645 | 0.645
7 | Maintenance & Overhauls (planned outages) |  |  | 0 | 0 | 0 | 0 | 0 | 0 | 0 | 0 | 0 | 0 | 0 | 0 | 0 | 0 | 0 | 0 | 0 | 0 | 0
7a | Nuclear Power |  |  | 0 | 0 | 0 | 0 | 0 | 0 | 0 | 0 | 0 | 0 | 0 | 0 | 0 | 0 | 0 | 0 | 0 | 0 | 0
7b | Lignite |  |  | 0 | 0 | 0 | 0 | 0 | 0 | 0 | 0 | 0 | 0 | 0 | 0 | 0 | 0 | 0 | 0 | 0 | 0 | 0
7c | Hard Coal |  |  | 0 | 0 | 0 | 0 | 0 | 0 | 0 | 0 | 0 | 0 | 0 | 0 | 0 | 0 | 0 | 0 | 0 | 0 | 0
7d | Gas |  |  | 0 | 0 | 0 | 0 | 0 | 0 | 0 | 0 | 0 | 0 | 0 | 0 | 0 | 0 | 0 | 0 | 0 | 0 | 0
7e | Oil |  |  | 0 | 0 | 0 | 0 | 0 | 0 | 0 | 0 | 0 | 0 | 0 | 0 | 0 | 0 | 0 | 0 | 0 | 0 | 0
7f | Oil Shale |  |  | 0 | 0 | 0 | 0 | 0 | 0 | 0 | 0 | 0 | 0 | 0 | 0 | 0 | 0 | 0 | 0 | 0 | 0 | 0
7g | Fossil Peat |  |  | 0 | 0 | 0 | 0 | 0 | 0 | 0 | 0 | 0 | 0 | 0 | 0 | 0 | 0 | 0 | 0 | 0 | 0 | 0
7h | Onshore Wind |  |  | 0 | 0 | 0 | 0 | 0 | 0 | 0 | 0 | 0 | 0 | 0 | 0 | 0 | 0 | 0 | 0 | 0 | 0 | 0
7i | Offshore Wind |  |  | 0 | 0 | 0 | 0 | 0 | 0 | 0 | 0 | 0 | 0 | 0 | 0 | 0 | 0 | 0 | 0 | 0 | 0 | 0
7j | Solar (PV) |  |  | 0 | 0 | 0 | 0 | 0 | 0 | 0 | 0 | 0 | 0 | 0 | 0 | 0 | 0 | 0 | 0 | 0 | 0 | 0
7k | Biomass |  |  | 0 | 0 | 0 | 0 | 0 | 0 | 0 | 0 | 0 | 0 | 0 | 0 | 0 | 0 | 0 | 0 | 0 | 0 | 0
7l | other RES (apart from hydro, including tidal, wave, geothermal, waste renewable, CSP,…) |  |  | 0 | 0 | 0 | 0 | 0 | 0 | 0 | 0 | 0 | 0 | 0 | 0 | 0 | 0 | 0 | 0 | 0 | 0 | 0
7m | Hydro Run of River and Reservoir |  |  | 0 | 0 | 0 | 0 | 0 | 0 | 0 | 0 | 0 | 0 | 0 | 0 | 0 | 0 | 0 | 0 | 0 | 0 | 0
7n | Hydro pumping |  |  | 0 | 0 | 0 | 0 | 0 | 0 | 0 | 0 | 0 | 0 | 0 | 0 | 0 | 0 | 0 | 0 | 0 | 0 | 0
7o | Other non-RES (incl. not clearly identifiable energy sources) |  |  | 0 | 0 | 0 | 0 | 0 | 0 | 0 | 0 | 0 | 0 | 0 | 0 | 0 | 0 | 0 | 0 | 0 | 0 | 0
PART B : DATA FOR NORMAL CONDITIONS
8 | Non-usable capacity at reference point (all power stations including mothballed, authorization & technical & legal constraints, energy source unavailability etc. ) |  |  | 0.1 | 0.1 | 0.1 | 0.1 | 0.1 | 0.1 | 0.1 | 0.1 | 0.1 | 0.1 | 0.1 | 0.1 | 0.1 | 0.1 | 0.1 | 0.1 | 0.099934 | 0.099835 | 0.091739
8a | of which nuclear
8b | of which Lignite
8c | of which Hard Coal
8d | of which Gas
8e | of which Oil
8f | of which Oil Shale
8g | of which Fossil Peat
8h | of which onshore wind |  |  | 0 | 0 | 0 | 0 | 0 | 0 | 0 | 0 | 0 | 0 | 0 | 0 | 0 | 0 | 0 | 0 | 0 | 0 | 0
8i | of which offshore wind |  |  | 0 | 0 | 0 | 0 | 0 | 0 | 0 | 0 | 0 | 0 | 0 | 0 | 0 | 0 | 0 | 0 | 0 | 0 | 0
8j | of which Solar |  |  | 0.1 | 0.1 | 0.1 | 0.1 | 0.1 | 0.1 | 0.1 | 0.1 | 0.1 | 0.1 | 0.1 | 0.1 | 0.1 | 0.1 | 0.1 | 0.1 | 0.099934 | 0.099835 | 0.091739
8k | of which Biomass
8l | of which other RES (apart from hydro)
8m | Hydro Run of River and Reservoir
8n | Hydro pumping
8o | of which other non-RES (incl. not clearly identifiable energy sources)
9 | Available capacity (9 = 6 - (7 + 8)) |  |  | 0.545 | 0.545 | 0.545 | 0.545 | 0.545 | 0.545 | 0.545 | 0.545 | 0.545 | 0.545 | 0.545 | 0.545 | 0.545 | 0.545 | 0.545 | 0.545 | 0.54507 | 0.54517 | 0.55326
10 | Outages: average expected value (all power stations) |  |  | 0.0038 | 0.0038 | 0.0038 | 0.0038 | 0.0038 | 0.0038 | 0.0038 | 0.0038 | 0.0038 | 0.0038 | 0.0038 | 0.0038 | 0.0038 | 0.0038 | 0.0038 | 0.0038 | 0.0038 | 0.0038 | 0.0038
11 | System services reserve (one hour ahead of real time) |  |  | 0.02 | 0.02 | 0.02 | 0.02 | 0.02 | 0.02 | 0.02 | 0.02 | 0.02 | 0.02 | 0.02 | 0.02 | 0.02 | 0.02 | 0.02 | 0.02 | 0.02 | 0.02 | 0.02
12 | Reliably available capacity (12 = 9 - (10 + 11)) |  |  | 0.5212 | 0.5212 | 0.5212 | 0.5212 | 0.5212 | 0.5212 | 0.5212 | 0.5212 | 0.5212 | 0.5212 | 0.5212 | 0.5212 | 0.5212 | 0.5212 | 0.5212 | 0.5212 | 0.52127 | 0.52137 | 0.52946
13 | Demand at reference point in time |  |  | 0.32334 | 0.32421 | 0.3246 | 0.32424 | 0.32547 | 0.32559 | 0.33173 | 0.33405 | 0.33233 | 0.33349 | 0.33202 | 0.33611 | 0.33047 | 0.3298 | 0.32545 | 0.32552 | 0.32164 | 0.31791 | 0.28821
13b | Population average daily (24h) temperature (degrees Celsius) |  |  | 16.3938 | 15.6414 | 14.9765 | 14.4207 | 14.0472 | 13.7503 | 13.1959 | 13.2221 | 13.1659 | 13.0698 | 12.9694 | 12.8937 | 12.8657 | 12.9029 | 12.9964 | 13.1847 | 13.4627 | 13.8313 | 14.2885
14a | Load reduction / demand side response available at reference point in time
14b | Strategic reserves available at reference point in time
15 | Net weekly load at reference point in time (15 = 13-14a) |  |  | 0.32334 | 0.32421 | 0.3246 | 0.32424 | 0.32547 | 0.32559 | 0.33173 | 0.33405 | 0.33233 | 0.33349 | 0.33202 | 0.33611 | 0.33047 | 0.3298 | 0.32545 | 0.32552 | 0.32164 | 0.31791 | 0.28821
16 | Remaining capacity at reference point in time (16 = 12- 15) |  |  | 0.19786 | 0.19699 | 0.1966 | 0.19696 | 0.19573 | 0.19561 | 0.18947 | 0.18715 | 0.18887 | 0.18771 | 0.18918 | 0.18509 | 0.19073 | 0.1914 | 0.19575 | 0.19568 | 0.19962 | 0.20346 | 0.24125
B1 | Weekly peak load (unrestricted reference point in time)
B2 | Daily hour of expected weekly peak load (CET for winter, but CEST for last week; CEST for summer)
PART C : DATA FOR SEVERE CONDITIONS
17 | Non-usable capacity at reference point (all power stations including mothballed, authorization & technical & legal constraints, energy source unavailability etc. ) |  |  | 0.1 | 0.1 | 0.1 | 0.1 | 0.1 | 0.1 | 0.1 | 0.1 | 0.1 | 0.1 | 0.1 | 0.1 | 0.1 | 0.1 | 0.1 | 0.1 | 0.1 | 0.1 | 0.094701
17a | of which nuclear
17b | of which Lignite
17c | of which Hard Coal
17d | of which Gas
17e | of which Oil
17f | of which Oil Shale
17g | of which Fossil Peat
17h | of which onshore wind |  |  | 0 | 0 | 0 | 0 | 0 | 0 | 0 | 0 | 0 | 0 | 0 | 0 | 0 | 0 | 0 | 0 | 0 | 0 | 0
17i | of which offshore wind |  |  | 0 | 0 | 0 | 0 | 0 | 0 | 0 | 0 | 0 | 0 | 0 | 0 | 0 | 0 | 0 | 0 | 0 | 0 | 0
17j | of which Solar |  |  | 0.1 | 0.1 | 0.1 | 0.1 | 0.1 | 0.1 | 0.1 | 0.1 | 0.1 | 0.1 | 0.1 | 0.1 | 0.1 | 0.1 | 0.1 | 0.1 | 0.1 | 0.1 | 0.094701
17k | of which Biomass
17l | of which other RES (apart from hydro)
17m | Hydro Run of River and Reservoir
17n | Hydro pumping
17o | of which other non-RES (incl. not clearly identifiable energy sources)
18 | Available capacity (18 = 6 - (7 + 17)) |  |  | 0.545 | 0.545 | 0.545 | 0.545 | 0.545 | 0.545 | 0.545 | 0.545 | 0.545 | 0.545 | 0.545 | 0.545 | 0.545 | 0.545 | 0.545 | 0.545 | 0.545 | 0.545 | 0.5503
19 | Outages: average expected value (all power stations) under SEVERE conditions |  |  | 0.0038 | 0.0038 | 0.0038 | 0.0038 | 0.0038 | 0.0038 | 0.0038 | 0.0038 | 0.0038 | 0.0038 | 0.0038 | 0.0038 | 0.0038 | 0.0038 | 0.0038 | 0.0038 | 0.0038 | 0.0038 | 0.0038
20 | System services reserve (one hour ahead of real time) under SEVERE conditions |  |  | 0.04 | 0.04 | 0.04 | 0.04 | 0.04 | 0.04 | 0.04 | 0.04 | 0.04 | 0.04 | 0.04 | 0.04 | 0.04 | 0.04 | 0.04 | 0.04 | 0.04 | 0.04 | 0.04
21 | Reliably available capacity under SEVERE conditions (21 = 18 - (19 + 20)) |  |  | 0.5012 | 0.5012 | 0.5012 | 0.5012 | 0.5012 | 0.5012 | 0.5012 | 0.5012 | 0.5012 | 0.5012 | 0.5012 | 0.5012 | 0.5012 | 0.5012 | 0.5012 | 0.5012 | 0.5012 | 0.5012 | 0.5065
22 | Demand at reference point in time under SEVERE conditions (one in 20 year) |  |  | 0.32898 | 0.33268 | 0.33786 | 0.33547 | 0.33977 | 0.33968 | 0.34127 | 0.34339 | 0.34423 | 0.34246 | 0.34549 | 0.349 | 0.34492 | 0.34289 | 0.33383 | 0.34097 | 0.33529 | 0.32827 | 0.30052
23a | Load reduction / demand side response available at reference point in time under SEVERE conditions
23b | Strategic reserves available at reference point in time under SEVERE conditions
24 | Net weekly peak load for SEVERE conditions (24 = 22-23a) |  |  | 0.32898 | 0.33268 | 0.33786 | 0.33547 | 0.33977 | 0.33968 | 0.34127 | 0.34339 | 0.34423 | 0.34246 | 0.34549 | 0.349 | 0.34492 | 0.34289 | 0.33383 | 0.34097 | 0.33529 | 0.32827 | 0.30052
25 | Remaining capacity for SEVERE conditions (25 = 21-24) |  |  | 0.17222 | 0.16852 | 0.16334 | 0.16573 | 0.16143 | 0.16152 | 0.15993 | 0.15781 | 0.15697 | 0.15874 | 0.15571 | 0.1522 | 0.15628 | 0.15831 | 0.16737 | 0.16023 | 0.16591 | 0.17293 | 0.20598
C1 | Weekly peak load under SEVERE conditions (unrestricted reference point in time)
C2 | Daily hour of expected weekly peak load (CET for winter, but CEST for last week; CEST for summer)
PART D: ADDITIONAL INFORMATION FOR INTERCONNECTORS (at synchronous peak)
31 | Simultaneous importable capacity |  | From | 0.2 | 0.2 | 0.2 | 0.2 | 0.2 | 0.2 | 0.2 | 0.2 | 0.2 | 0.2 | 0.2 | 0.2 | 0.2 | 0.2 | 0.2 | 0.2 | 0.2 | 0.2 | 0.2
32 | Simultaneous exportable capacity |  | To | 0.2 | 0.2 | 0.2 | 0.2 | 0.2 | 0.2 | 0.2 | 0.2 | 0.2 | 0.2 | 0.2 | 0.2 | 0.2 | 0.2 | 0.2 | 0.2 | 0.2 | 0.2 | 0.2
| The off-peak dates are related to Sunday of each week |  |  | 2019-12-01 | 2019-12-08 | 2019-12-15 | 2019-12-22 | 2019-12-29 | 2020-01-05 | 2020-01-12 | 2020-01-19 | 2020-01-26 | 2020-02-02 | 2020-02-09 | 2020-02-16 | 2020-02-23 | 2020-03-01 | 2020-03-08 | 2020-03-15 | 2020-03-22 | 2020-03-29 | 2020-04-05
| WEEK |  |  | 48 | 49 | 50 | 51 | 52 | 1 | 2 | 3 | 4 | 5 | 6 | 7 | 8 | 9 | 10 | 11 | 12 | 13 | 14
| Time (CET for winter, but CEST for last week of winter; CEST for summer) |  |  | 5:00 | 5:00 | 5:00 | 5:00 | 5:00 | 5:00 | 5:00 | 5:00 | 5:00 | 5:00 | 5:00 | 5:00 | 5:00 | 5:00 | 5:00 | 5:00 | 5:00 | 5:00 | 5:00
PART E: ADDITIONAL INFORMATION FOR NIGHT MIN DEMAND CONDITIONS
33 | Weekly Minimum Demand (overnight valley minimum) |  |  | 0.16421 | 0.1626 | 0.16307 | 0.16235 | 0.16371 | 0.16702 | 0.16827 | 0.16942 | 0.16836 | 0.16838 | 0.16972 | 0.16923 | 0.16872 | 0.16877 | 0.16866 | 0.16905 | 0.17018 | 0.16751 | 0.17117
34 | Must Run Generation (excluding wind/run of river)
35 | Run of river generation (Must Run)
36 | Downward balancing reserves (FCR, FRR)
37 | Pumping Storage Capacity available (Power)
38a | Highest expected onshore wind generation running |  |  | 0 | 0 | 0 | 0 | 0 | 0 | 0 | 0 | 0 | 0 | 0 | 0 | 0 | 0 | 0 | 0 | 0 | 0 | 0
38b | Highest expected offshore wind generation running |  |  | 0 | 0 | 0 | 0 | 0 | 0 | 0 | 0 | 0 | 0 | 0 | 0 | 0 | 0 | 0 | 0 | 0 | 0 | 0
39 | DOWNWARD REGULATION CAPABILITIES: 39 = (33+37)-(34+35+36+38a+38b)) |  |  | 0.16421 | 0.1626 | 0.16307 | 0.16235 | 0.16371 | 0.16702 | 0.16827 | 0.16942 | 0.16836 | 0.16838 | 0.16972 | 0.16923 | 0.16872 | 0.16877 | 0.16866 | 0.16905 | 0.17018 | 0.16751 | 0.17117
PART Ebis: ADDITIONAL INFORMATION FOR INTERCONNECTORS
Transportable capacity at night minimum demand conditions (high wind conditions)
40 | Simultaneous importable capacity |  | From | 0.2 | 0.2 | 0.2 | 0.2 | 0.2 | 0.2 | 0.2 | 0.2 | 0.2 | 0.2 | 0.2 | 0.2 | 0.2 | 0.2 | 0.2 | 0.2 | 0.2 | 0.2 | 0.2
41 | Simultaneous exportable capacity |  | To | 0.2 | 0.2 | 0.2 | 0.2 | 0.2 | 0.2 | 0.2 | 0.2 | 0.2 | 0.2 | 0.2 | 0.2 | 0.2 | 0.2 | 0.2 | 0.2 | 0.2 | 0.2 | 0.2
| Time (CET for winter, but CEST for last week of winter; CEST for summer) |  |  | 11:00 | 11:00 | 11:00 | 11:00 | 11:00 | 11:00 | 11:00 | 11:00 | 11:00 | 11:00 | 11:00 | 11:00 | 11:00 | 11:00 | 11:00 | 11:00 | 11:00 | 11:00 | 11:00
PART F: ADDITIONAL INFORMATION FOR DAYTIME MIN DEMAND CONDITIONS
42 | Weekly Minimum Daytime Demand (Sunday low peak + solar) |  |  | 0.23864 | 0.24067 | 0.24014 | 0.24157 | 0.24434 | 0.2477 | 0.2475 | 0.24725 | 0.25 | 0.25097 | 0.25041 | 0.24431 | 0.24471 | 0.24064 | 0.24387 | 0.24393 | 0.23965 | 0.23315 | 0.23333
43 | Must Run Generation (excluding wind/PV/run of river)
44 | Run of river generation (Must Run)
45 | Downward balancing reserves (FCR, FRR)
46 | Pumping Storage Capacity available (Power)
47a | Highest expected onshore wind generation running |  |  | 0 | 0 | 0 | 0 | 0 | 0 | 0 | 0 | 0 | 0 | 0 | 0 | 0 | 0 | 0 | 0 | 0 | 0 | 0
47b | Highest expected offshore wind generation running |  |  | 0 | 0 | 0 | 0 | 0 | 0 | 0 | 0 | 0 | 0 | 0 | 0 | 0 | 0 | 0 | 0 | 0 | 0 | 0
48 | Highest expected solar PV running |  |  | 0.056052 | 0.054119 | 0.052715 | 0.053139 | 0.054742 | 0.05623 | 0.056884 | 0.057478 | 0.058261 | 0.059062 | 0.060751 | 0.062885 | 0.064923 | 0.06697 | 0.068415 | 0.069665 | 0.070527 | 0.071254 | 0.059767
49 | DOWNWARD REGULATION CAPABILITIES: 49 = (42+46)-(43+44+45+47a+47b+48a+48b) |  |  | 0.18259 | 0.18655 | 0.18742 | 0.18843 | 0.1896 | 0.19147 | 0.19062 | 0.18978 | 0.19174 | 0.19191 | 0.18966 | 0.18143 | 0.17979 | 0.17367 | 0.17546 | 0.17427 | 0.16912 | 0.1619 | 0.17356
PART Fbis: ADDITIONAL INFORMATION FOR INTERCONNECTORS
Transportable capacity at daytime minimum demand conditions (high wind and high solar conditions)
50 | Simultaneous importable capacity |  | From | 0.2 | 0.2 | 0.2 | 0.2 | 0.2 | 0.2 | 0.2 | 0.2 | 0.2 | 0.2 | 0.2 | 0.2 | 0.2 | 0.2 | 0.2 | 0.2 | 0.2 | 0.2 | 0.2
51 | Simultaneous exportable capacity |  | To | 0.2 | 0.2 | 0.2 | 0.2 | 0.2 | 0.2 | 0.2 | 0.2 | 0.2 | 0.2 | 0.2 | 0.2 | 0.2 | 0.2 | 0.2 | 0.2 | 0.2 | 0.2 | 0.2

## MK
Winter Outlook Report 2019/2020
| Power Data (all entries are assumed to be >0) |  |  |  |  | MK | [6 empty] | Heating if temperature below: | 16.778 |  |  |  | Cooling if temperature above: | 21.778
| (Net values in GW, at a synchronous time every week) |  |  |  |  | FYR of Macedonia | [6 empty] | Heating saturation temperature: | -3 |  |  |  | Cooling saturation temperature: | not detected
[13 empty] | Temperature sensitivity in heating [MW/ ͦC] | -21.9116 |  |  |  | Temperature sensitivity in cooling [MW/ ͦC] | 25.4171
| The peak dates are related to Wednesday of each week |  |  | 2019-11-27 | 2019-12-04 | 2019-12-11 | 2019-12-18 | 2019-12-24 | 2019-12-31 | 2020-01-08 | 2020-01-15 | 2020-01-22 | 2020-01-29 | 2020-02-05 | 2020-02-12 | 2020-02-19 | 2020-02-26 | 2020-03-04 | 2020-03-11 | 2020-03-18 | 2020-03-25 | 2020-04-01
| WEEK |  |  | 48 | 49 | 50 | 51 | 52 | 1 | 2 | 3 | 4 | 5 | 6 | 7 | 8 | 9 | 10 | 11 | 12 | 13 | 14
| Time (CET for winter, but CEST last week; CEST for summer) |  |  | 19:00 | 19:00 | 19:00 | 19:00 | 19:00 | 19:00 | 19:00 | 19:00 | 19:00 | 19:00 | 19:00 | 19:00 | 19:00 | 19:00 | 19:00 | 19:00 | 19:00 | 19:00 | 19:00
Line | PART A : INDIGENOUS NATIONAL GENERATION | Severe conditions Average Forced Outage Rate | Normal conditions Average Forced Outage Rate
Net generating capacity:
1 | Nuclear Power | 0% | 0% | 0 | 0 | 0 | 0 | 0 | 0 | 0 | 0 | 0 | 0 | 0 | 0 | 0 | 0 | 0 | 0 | 0 | 0 | 0
2 | Fossil Fuels |  |  | 1.205 | 1.205 | 1.205 | 1.205 | 1.205 | 1.205 | 1.205 | 1.205 | 1.205 | 1.205 | 1.205 | 1.205 | 1.205 | 1.205 | 1.205 | 1.205 | 1.205 | 1.205 | 1.205
2a | of which Lignite | 5% | 5% | 0.725 | 0.725 | 0.725 | 0.725 | 0.725 | 0.725 | 0.725 | 0.725 | 0.725 | 0.725 | 0.725 | 0.725 | 0.725 | 0.725 | 0.725 | 0.725 | 0.725 | 0.725 | 0.725
2b | of which Hard Coal | 9% | 9% | 0 | 0 | 0 | 0 | 0 | 0 | 0 | 0 | 0 | 0 | 0 | 0 | 0 | 0 | 0 | 0 | 0 | 0 | 0
2c | of which Gas | 10% | 10% | 0.29 | 0.29 | 0.29 | 0.29 | 0.29 | 0.29 | 0.29 | 0.29 | 0.29 | 0.29 | 0.29 | 0.29 | 0.29 | 0.29 | 0.29 | 0.29 | 0.29 | 0.29 | 0.29
2d | of which Oil | 3% | 3% | 0.19 | 0.19 | 0.19 | 0.19 | 0.19 | 0.19 | 0.19 | 0.19 | 0.19 | 0.19 | 0.19 | 0.19 | 0.19 | 0.19 | 0.19 | 0.19 | 0.19 | 0.19 | 0.19
2e | of which Oil Shale | 0% | 0% | 0 | 0 | 0 | 0 | 0 | 0 | 0 | 0 | 0 | 0 | 0 | 0 | 0 | 0 | 0 | 0 | 0 | 0 | 0
2f | of which Fossil Peat | 8.75% | 8.75% | 0 | 0 | 0 | 0 | 0 | 0 | 0 | 0 | 0 | 0 | 0 | 0 | 0 | 0 | 0 | 0 | 0 | 0 | 0
3 | Renewable Energy Sources (other than hydro) |  |  | 0.059 | 0.059 | 0.059 | 0.059 | 0.059 | 0.059 | 0.059 | 0.059 | 0.059 | 0.059 | 0.059 | 0.059 | 0.059 | 0.059 | 0.059 | 0.059 | 0.059 | 0.059 | 0.059
3a | of which onshore wind | 0% | 0% | 0.035 | 0.035 | 0.035 | 0.035 | 0.035 | 0.035 | 0.035 | 0.035 | 0.035 | 0.035 | 0.035 | 0.035 | 0.035 | 0.035 | 0.035 | 0.035 | 0.035 | 0.035 | 0.035
3b | of which offshore wind | 0% | 0% | 0 | 0 | 0 | 0 | 0 | 0 | 0 | 0 | 0 | 0 | 0 | 0 | 0 | 0 | 0 | 0 | 0 | 0 | 0
3c | of which Solar (PV) | 0% | 0% | 0.017 | 0.017 | 0.017 | 0.017 | 0.017 | 0.017 | 0.017 | 0.017 | 0.017 | 0.017 | 0.017 | 0.017 | 0.017 | 0.017 | 0.017 | 0.017 | 0.017 | 0.017 | 0.017
3d | of which Biomass | 0% | 0% | 0.007 | 0.007 | 0.007 | 0.007 | 0.007 | 0.007 | 0.007 | 0.007 | 0.007 | 0.007 | 0.007 | 0.007 | 0.007 | 0.007 | 0.007 | 0.007 | 0.007 | 0.007 | 0.007
3e | of which other RES (e.g. tidal, wave, geothermal, RES waste, CSP) | 0% | 0% | 0 | 0 | 0 | 0 | 0 | 0 | 0 | 0 | 0 | 0 | 0 | 0 | 0 | 0 | 0 | 0 | 0 | 0 | 0
4a | Hydro Run of River and Reservoir | 0% | 0% | 0.693 | 0.693 | 0.693 | 0.693 | 0.693 | 0.693 | 0.693 | 0.693 | 0.693 | 0.693 | 0.693 | 0.693 | 0.693 | 0.693 | 0.693 | 0.693 | 0.693 | 0.693 | 0.693
4b | Hydro pumping | 0% | 0% | 0 | 0 | 0 | 0 | 0 | 0 | 0 | 0 | 0 | 0 | 0 | 0 | 0 | 0 | 0 | 0 | 0 | 0 | 0
5 | Other non-RES (e.g. CHP non-renewable, waste non-renewable) | 0% | 0% | 0 | 0 | 0 | 0 | 0 | 0 | 0 | 0 | 0 | 0 | 0 | 0 | 0 | 0 | 0 | 0 | 0 | 0 | 0
6 | Total Net generating capacity (6 = 1+2+3+4a+4b+5) |  |  | 1.957 | 1.957 | 1.957 | 1.957 | 1.957 | 1.957 | 1.957 | 1.957 | 1.957 | 1.957 | 1.957 | 1.957 | 1.957 | 1.957 | 1.957 | 1.957 | 1.957 | 1.957 | 1.957
7 | Maintenance & Overhauls (planned outages) |  |  | 0 | 0 | 0 | 0 | 0 | 0 | 0 | 0 | 0 | 0 | 0 | 0 | 0 | 0 | 0 | 0 | 0 | 0 | 0
7a | Nuclear Power
7b | Lignite
7c | Hard Coal
7d | Gas
7e | Oil
7f | Oil Shale
7g | Fossil Peat
7h | Onshore Wind
7i | Offshore Wind
7j | Solar (PV)
7k | Biomass
7l | other RES (apart from hydro, including tidal, wave, geothermal, waste renewable, CSP,…)
7m | Hydro Run of River and Reservoir
7n | Hydro pumping
7o | Other non-RES (incl. not clearly identifiable energy sources)
PART B : DATA FOR NORMAL CONDITIONS
8 | Non-usable capacity at reference point (all power stations including mothballed, authorization & technical & legal constraints, energy source unavailability etc. ) |  |  | 0.33438 | 0.33415 | 0.33331 | 0.33309 | 0.33254 | 0.33234 | 0.33312 | 0.33315 | 0.33333 | 0.33329 | 0.33301 | 0.33328 | 0.33304 | 0.33317 | 0.33325 | 0.33324 | 0.33345 | 0.33338 | 0.333
8a | of which nuclear
8b | of which Lignite |  |  | 0.095 | 0.095 | 0.095 | 0.095 | 0.095 | 0.095 | 0.095 | 0.095 | 0.095 | 0.095 | 0.095 | 0.095 | 0.095 | 0.095 | 0.095 | 0.095 | 0.095 | 0.095 | 0.095
8c | of which Hard Coal
8d | of which Gas
8e | of which Oil |  |  | 0.19 | 0.19 | 0.19 | 0.19 | 0.19 | 0.19 | 0.19 | 0.19 | 0.19 | 0.19 | 0.19 | 0.19 | 0.19 | 0.19 | 0.19 | 0.19 | 0.19 | 0.19 | 0.19
8f | of which Oil Shale
8g | of which Fossil Peat
8h | of which onshore wind |  |  | 0.032378 | 0.032149 | 0.031311 | 0.031091 | 0.030538 | 0.030338 | 0.03112 | 0.031149 | 0.031326 | 0.031287 | 0.031008 | 0.031279 | 0.031041 | 0.031167 | 0.031248 | 0.031243 | 0.031446 | 0.031378 | 0.031365
8i | of which offshore wind |  |  | 0 | 0 | 0 | 0 | 0 | 0 | 0 | 0 | 0 | 0 | 0 | 0 | 0 | 0 | 0 | 0 | 0 | 0 | 0
8j | of which Solar |  |  | 0.017 | 0.017 | 0.017 | 0.017 | 0.017 | 0.017 | 0.017 | 0.017 | 0.017 | 0.017 | 0.017 | 0.017 | 0.017 | 0.017 | 0.017 | 0.017 | 0.017 | 0.017 | 0.01664
8k | of which Biomass
8l | of which other RES (apart from hydro)
8m | Hydro Run of River and Reservoir
8n | Hydro pumping
8o | of which other non-RES (incl. not clearly identifiable energy sources)
9 | Available capacity (9 = 6 - (7 + 8)) |  |  | 1.6226 | 1.6229 | 1.6237 | 1.6239 | 1.6245 | 1.6247 | 1.6239 | 1.6239 | 1.6237 | 1.6237 | 1.624 | 1.6237 | 1.624 | 1.6238 | 1.6238 | 1.6238 | 1.6236 | 1.6236 | 1.624
10 | Outages: average expected value (all power stations) |  |  | 0.0605 | 0.0605 | 0.0605 | 0.0605 | 0.0605 | 0.0605 | 0.0605 | 0.0605 | 0.0605 | 0.0605 | 0.0605 | 0.0605 | 0.0605 | 0.0605 | 0.0605 | 0.0605 | 0.0605 | 0.0605 | 0.0605
11 | System services reserve (one hour ahead of real time) |  |  | 0.166 | 0.166 | 0.166 | 0.166 | 0.166 | 0.166 | 0.166 | 0.166 | 0.166 | 0.166 | 0.166 | 0.166 | 0.166 | 0.166 | 0.166 | 0.166 | 0.166 | 0.166 | 0.166
12 | Reliably available capacity (12 = 9 - (10 + 11)) |  |  | 1.3961 | 1.3964 | 1.3972 | 1.3974 | 1.398 | 1.3982 | 1.3974 | 1.3974 | 1.3972 | 1.3972 | 1.3975 | 1.3972 | 1.3975 | 1.3973 | 1.3973 | 1.3973 | 1.3971 | 1.3971 | 1.3975
13 | Demand at reference point in time |  |  | 1.1824 | 1.2181 | 1.2712 | 1.2619 | 1.2957 | 1.2965 | 1.2795 | 1.2894 | 1.2865 | 1.2968 | 1.2601 | 1.2552 | 1.2639 | 1.2205 | 1.1779 | 1.1819 | 1.1381 | 1.1083 | 0.993
13b | Population average daily (24h) temperature (degrees Celsius) |  |  | 6.1501 | 5.1312 | 4.3183 | 3.76 | 3.5234 | 3.5788 | 2.9225 | 2.9787 | 3.1561 | 3.4544 | 3.8713 | 4.4026 | 5.0427 | 5.7843 | 6.4943 | 7.4008 | 8.3814 | 9.4245 | 10.5177
14a | Load reduction / demand side response available at reference point in time
14b | Strategic reserves available at reference point in time
15 | Net weekly load at reference point in time (15 = 13-14a) |  |  | 1.1824 | 1.2181 | 1.2712 | 1.2619 | 1.2957 | 1.2965 | 1.2795 | 1.2894 | 1.2865 | 1.2968 | 1.2601 | 1.2552 | 1.2639 | 1.2205 | 1.1779 | 1.1819 | 1.1381 | 1.1083 | 0.993
16 | Remaining capacity at reference point in time (16 = 12- 15) |  |  | 0.21375 | 0.17824 | 0.12602 | 0.13555 | 0.10228 | 0.10168 | 0.11788 | 0.10791 | 0.11072 | 0.1004 | 0.13735 | 0.14205 | 0.13357 | 0.17683 | 0.21939 | 0.21537 | 0.25898 | 0.2888 | 0.40449
B1 | Weekly peak load (unrestricted reference point in time) |  |  | 1.2415 | 1.279 | 1.3347 | 1.325 | 1.3605 | 1.3613 | 1.3435 | 1.3539 | 1.3508 | 1.3617 | 1.3232 | 1.3179 | 1.3271 | 1.2815 | 1.2368 | 1.241 | 1.195 | 1.1637 | 1.0427
B2 | Daily hour of expected weekly peak load (CET for winter, but CEST for last week; CEST for summer) |  |  | 23 | 23 | 16 | 23 | 24 | 23 | 24 | 23 | 23 | 23 | 23 | 23 | 23 | 19 | 23 | 21 | 23 | 23 | 23
PART C : DATA FOR SEVERE CONDITIONS
17 | Non-usable capacity at reference point (all power stations including mothballed, authorization & technical & legal constraints, energy source unavailability etc. ) |  |  | 0.8321 | 0.8321 | 0.8321 | 0.8321 | 0.8321 | 0.8321 | 0.8321 | 0.8321 | 0.8321 | 0.8321 | 0.8321 | 0.8321 | 0.8321 | 0.8321 | 0.8321 | 0.8321 | 0.8321 | 0.8321 | 0.83192
17a | of which nuclear
17b | of which Lignite |  |  | 0.105 | 0.105 | 0.105 | 0.105 | 0.105 | 0.105 | 0.105 | 0.105 | 0.105 | 0.105 | 0.105 | 0.105 | 0.105 | 0.105 | 0.105 | 0.105 | 0.105 | 0.105 | 0.105
17c | of which Hard Coal
17d | of which Gas
17e | of which Oil |  |  | 0.19 | 0.19 | 0.19 | 0.19 | 0.19 | 0.19 | 0.19 | 0.19 | 0.19 | 0.19 | 0.19 | 0.19 | 0.19 | 0.19 | 0.19 | 0.19 | 0.19 | 0.19 | 0.19
17f | of which Oil Shale
17g | of which Fossil Peat
17h | of which onshore wind |  |  | 0.035 | 0.035 | 0.035 | 0.035 | 0.035 | 0.035 | 0.035 | 0.035 | 0.035 | 0.035 | 0.035 | 0.035 | 0.035 | 0.035 | 0.035 | 0.035 | 0.035 | 0.035 | 0.035
17i | of which offshore wind |  |  | 0 | 0 | 0 | 0 | 0 | 0 | 0 | 0 | 0 | 0 | 0 | 0 | 0 | 0 | 0 | 0 | 0 | 0 | 0
17j | of which Solar |  |  | 0.017 | 0.017 | 0.017 | 0.017 | 0.017 | 0.017 | 0.017 | 0.017 | 0.017 | 0.017 | 0.017 | 0.017 | 0.017 | 0.017 | 0.017 | 0.017 | 0.017 | 0.017 | 0.016823
17k | of which Biomass
17l | of which other RES (apart from hydro)
17m | Hydro Run of River and Reservoir |  |  | 0.4851 | 0.4851 | 0.4851 | 0.4851 | 0.4851 | 0.4851 | 0.4851 | 0.4851 | 0.4851 | 0.4851 | 0.4851 | 0.4851 | 0.4851 | 0.4851 | 0.4851 | 0.4851 | 0.4851 | 0.4851 | 0.4851
17n | Hydro pumping
17o | of which other non-RES (incl. not clearly identifiable energy sources)
18 | Available capacity (18 = 6 - (7 + 17)) |  |  | 1.1249 | 1.1249 | 1.1249 | 1.1249 | 1.1249 | 1.1249 | 1.1249 | 1.1249 | 1.1249 | 1.1249 | 1.1249 | 1.1249 | 1.1249 | 1.1249 | 1.1249 | 1.1249 | 1.1249 | 1.1249 | 1.1251
19 | Outages: average expected value (all power stations) under SEVERE conditions |  |  | 0.06 | 0.06 | 0.06 | 0.06 | 0.06 | 0.06 | 0.06 | 0.06 | 0.06 | 0.06 | 0.06 | 0.06 | 0.06 | 0.06 | 0.06 | 0.06 | 0.06 | 0.06 | 0.06
20 | System services reserve (one hour ahead of real time) under SEVERE conditions |  |  | 0.166 | 0.166 | 0.166 | 0.166 | 0.166 | 0.166 | 0.166 | 0.166 | 0.166 | 0.166 | 0.166 | 0.166 | 0.166 | 0.166 | 0.166 | 0.166 | 0.166 | 0.166 | 0.166
21 | Reliably available capacity under SEVERE conditions (21 = 18 - (19 + 20)) |  |  | 0.8989 | 0.8989 | 0.8989 | 0.8989 | 0.8989 | 0.8989 | 0.8989 | 0.8989 | 0.8989 | 0.8989 | 0.8989 | 0.8989 | 0.8989 | 0.8989 | 0.8989 | 0.8989 | 0.8989 | 0.8989 | 0.89908
22 | Demand at reference point in time under SEVERE conditions (one in 20 year) |  |  | 1.3008 | 1.3375 | 1.3728 | 1.3804 | 1.3598 | 1.3795 | 1.4029 | 1.3618 | 1.3603 | 1.3436 | 1.3612 | 1.3262 | 1.3502 | 1.3259 | 1.3064 | 1.295 | 1.2823 | 1.2391 | 1.1044
23a | Load reduction / demand side response available at reference point in time under SEVERE conditions
23b | Strategic reserves available at reference point in time under SEVERE conditions
24 | Net weekly peak load for SEVERE conditions (24 = 22-23a) |  |  | 1.3008 | 1.3375 | 1.3728 | 1.3804 | 1.3598 | 1.3795 | 1.4029 | 1.3618 | 1.3603 | 1.3436 | 1.3612 | 1.3262 | 1.3502 | 1.3259 | 1.3064 | 1.295 | 1.2823 | 1.2391 | 1.1044
25 | Remaining capacity for SEVERE conditions (25 = 21-24) |  |  | -0.40191 | -0.43863 | -0.47392 | -0.48152 | -0.4609 | -0.4806 | -0.504 | -0.4629 | -0.46136 | -0.44471 | -0.46231 | -0.42732 | -0.45127 | -0.42702 | -0.40754 | -0.39607 | -0.38341 | -0.34024 | -0.20529
C1 | Weekly peak load under SEVERE conditions (unrestricted reference point in time) |  |  | 1.3333 | 1.371 | 1.4071 | 1.4149 | 1.3938 | 1.414 | 1.438 | 1.3958 | 1.3943 | 1.3772 | 1.3952 | 1.3594 | 1.3839 | 1.3591 | 1.3391 | 1.3273 | 1.3144 | 1.2701 | 1.132
C2 | Daily hour of expected weekly peak load (CET for winter, but CEST for last week; CEST for summer)
PART D: ADDITIONAL INFORMATION FOR INTERCONNECTORS (at synchronous peak)
31 | Simultaneous importable capacity |  | From | 1.6 | 1.6 | 1.6 | 1.6 | 1.6 | 1.6 | 1.6 | 1.6 | 1.6 | 1.6 | 1.6 | 1.6 | 1.6 | 1.6 | 1.6 | 1.6 | 1.6 | 1.6 | 1.6
32 | Simultaneous exportable capacity |  | To | 0.75 | 0.75 | 0.75 | 0.75 | 0.75 | 0.75 | 0.75 | 0.75 | 0.75 | 0.75 | 0.75 | 0.75 | 0.75 | 0.75 | 0.75 | 0.75 | 0.75 | 0.75 | 0.75
| The off-peak dates are related to Sunday of each week |  |  | 2019-12-01 | 2019-12-08 | 2019-12-15 | 2019-12-22 | 2019-12-29 | 2020-01-05 | 2020-01-12 | 2020-01-19 | 2020-01-26 | 2020-02-02 | 2020-02-09 | 2020-02-16 | 2020-02-23 | 2020-03-01 | 2020-03-08 | 2020-03-15 | 2020-03-22 | 2020-03-29 | 2020-04-05
| WEEK |  |  | 48 | 49 | 50 | 51 | 52 | 1 | 2 | 3 | 4 | 5 | 6 | 7 | 8 | 9 | 10 | 11 | 12 | 13 | 14
| Time (CET for winter, but CEST for last week of winter; CEST for summer) |  |  | 5:00 | 5:00 | 5:00 | 5:00 | 5:00 | 5:00 | 5:00 | 5:00 | 5:00 | 5:00 | 5:00 | 5:00 | 5:00 | 5:00 | 5:00 | 5:00 | 5:00 | 5:00 | 5:00
PART E: ADDITIONAL INFORMATION FOR NIGHT MIN DEMAND CONDITIONS
33 | Weekly Minimum Demand (overnight valley minimum) |  |  | 0.74665 | 0.75541 | 0.80889 | 0.82765 | 0.77415 | 0.79291 | 0.78922 | 0.80587 | 0.81014 | 0.80054 | 0.79783 | 0.76729 | 0.76131 | 0.76413 | 0.74462 | 0.73119 | 0.68244 | 0.67707 | 0.63245
34 | Must Run Generation (excluding wind/run of river) |  |  | 0.725 | 0.725 | 0.725 | 0.725 | 0.725 | 0.725 | 0.725 | 0.725 | 0.725 | 0.725 | 0.725 | 0.725 | 0.725 | 0.725 | 0.725 | 0.725 | 0.725 | 0.725 | 0.725
35 | Run of river generation (Must Run)
36 | Downward balancing reserves (FCR, FRR)
37 | Pumping Storage Capacity available (Power)
38a | Highest expected onshore wind generation running |  |  | 0.033173 | 0.033174 | 0.033175 | 0.033179 | 0.03318 | 0.033178 | 0.033176 | 0.033176 | 0.033176 | 0.033179 | 0.033182 | 0.03318 | 0.033178 | 0.033174 | 0.033172 | 0.033171 | 0.033168 | 0.033169 | 0.033168
38b | Highest expected offshore wind generation running |  |  | 0 | 0 | 0 | 0 | 0 | 0 | 0 | 0 | 0 | 0 | 0 | 0 | 0 | 0 | 0 | 0 | 0 | 0 | 0
39 | DOWNWARD REGULATION CAPABILITIES: 39 = (33+37)-(34+35+36+38a+38b)) |  |  | -0.011519 | -0.0027586 | 0.050716 | 0.06947 | 0.015971 | 0.034737 | 0.03104 | 0.047691 | 0.051961 | 0.042364 | 0.039647 | 0.0091066 | 0.0031342 | 0.0059529 | -0.013548 | -0.026986 | -0.075727 | -0.081098 | -0.12572
PART Ebis: ADDITIONAL INFORMATION FOR INTERCONNECTORS
Transportable capacity at night minimum demand conditions (high wind conditions)
40 | Simultaneous importable capacity |  | From | 1.6 | 1.6 | 1.6 | 1.6 | 1.6 | 1.6 | 1.6 | 1.6 | 1.6 | 1.6 | 1.6 | 1.6 | 1.6 | 1.6 | 1.6 | 1.6 | 1.6 | 1.6 | 1.6
41 | Simultaneous exportable capacity |  | To | 0.75 | 0.75 | 0.75 | 0.75 | 0.75 | 0.75 | 0.75 | 0.75 | 0.75 | 0.75 | 0.75 | 0.75 | 0.75 | 0.75 | 0.75 | 0.75 | 0.75 | 0.75 | 0.75
| Time (CET for winter, but CEST for last week of winter; CEST for summer) |  |  | 11:00 | 11:00 | 11:00 | 11:00 | 11:00 | 11:00 | 11:00 | 11:00 | 11:00 | 11:00 | 11:00 | 11:00 | 11:00 | 11:00 | 11:00 | 11:00 | 11:00 | 11:00 | 11:00
PART F: ADDITIONAL INFORMATION FOR DAYTIME MIN DEMAND CONDITIONS
42 | Weekly Minimum Daytime Demand (Sunday low peak + solar) |  |  | 1.0058 | 0.98815 | 1.0726 | 1.0736 | 1.0578 | 1.1326 | 1.1354 | 1.1314 | 1.1378 | 1.12 | 1.1018 | 1.0636 | 1.054 | 1.0393 | 1.0227 | 0.99484 | 0.92836 | 0.94087 | 0.88888
43 | Must Run Generation (excluding wind/PV/run of river) |  |  | 0.725 | 0.725 | 0.725 | 0.725 | 0.725 | 0.725 | 0.725 | 0.725 | 0.725 | 0.725 | 0.725 | 0.725 | 0.725 | 0.725 | 0.725 | 0.725 | 0.725 | 0.725 | 0.725
44 | Run of river generation (Must Run)
45 | Downward balancing reserves (FCR, FRR)
46 | Pumping Storage Capacity available (Power)
47a | Highest expected onshore wind generation running |  |  | 0.033178 | 0.033178 | 0.033181 | 0.033185 | 0.033188 | 0.033187 | 0.033184 | 0.033186 | 0.033185 | 0.033188 | 0.033195 | 0.033192 | 0.033189 | 0.033188 | 0.033186 | 0.033185 | 0.03317 | 0.03317 | 0.03317
47b | Highest expected offshore wind generation running |  |  | 0 | 0 | 0 | 0 | 0 | 0 | 0 | 0 | 0 | 0 | 0 | 0 | 0 | 0 | 0 | 0 | 0 | 0 | 0
48 | Highest expected solar PV running |  |  | 0.0085171 | 0.0082783 | 0.0082222 | 0.0082199 | 0.008359 | 0.0086812 | 0.0088146 | 0.0089631 | 0.0091837 | 0.0093566 | 0.009627 | 0.010054 | 0.010342 | 0.010693 | 0.010871 | 0.011092 | 0.011272 | 0.011351 | 0.010061
49 | DOWNWARD REGULATION CAPABILITIES: 49 = (42+46)-(43+44+45+47a+47b+48a+48b) |  |  | 0.23908 | 0.22169 | 0.30622 | 0.30717 | 0.29128 | 0.36573 | 0.36844 | 0.36423 | 0.37039 | 0.3525 | 0.33393 | 0.29534 | 0.28549 | 0.27045 | 0.2536 | 0.22556 | 0.15892 | 0.17134 | 0.12065
PART Fbis: ADDITIONAL INFORMATION FOR INTERCONNECTORS
Transportable capacity at daytime minimum demand conditions (high wind and high solar conditions)
50 | Simultaneous importable capacity |  | From | 1.6 | 1.6 | 1.6 | 1.6 | 1.6 | 1.6 | 1.6 | 1.6 | 1.6 | 1.6 | 1.6 | 1.6 | 1.6 | 1.6 | 1.6 | 1.6 | 1.6 | 1.6 | 1.6
51 | Simultaneous exportable capacity |  | To | 0.75 | 0.75 | 0.75 | 0.75 | 0.75 | 0.75 | 0.75 | 0.75 | 0.75 | 0.75 | 0.75 | 0.75 | 0.75 | 0.75 | 0.75 | 0.75 | 0.75 | 0.75 | 0.75

## ME
Winter Outlook Report 2019/2020
| Power Data (all entries are assumed to be >0) |  |  |  |  | ME | [6 empty] | Heating if temperature below: | 17.3915 |  |  |  | Cooling if temperature above: | 22.3915
| (Net values in GW, at a synchronous time every week) |  |  |  |  | Montenegro | [6 empty] | Heating saturation temperature: | -1 |  |  |  | Cooling saturation temperature: | not detected
[13 empty] | Temperature sensitivity in heating [MW/ ͦC] | -11.0805 |  |  |  | Temperature sensitivity in cooling [MW/ ͦC] | 22.0304
| The peak dates are related to Wednesday of each week |  |  | 2019-11-27 | 2019-12-04 | 2019-12-11 | 2019-12-18 | 2019-12-24 | 2019-12-31 | 2020-01-08 | 2020-01-15 | 2020-01-22 | 2020-01-29 | 2020-02-05 | 2020-02-12 | 2020-02-19 | 2020-02-26 | 2020-03-04 | 2020-03-11 | 2020-03-18 | 2020-03-25 | 2020-04-01
| WEEK |  |  | 48 | 49 | 50 | 51 | 52 | 1 | 2 | 3 | 4 | 5 | 6 | 7 | 8 | 9 | 10 | 11 | 12 | 13 | 14
| Time (CET for winter, but CEST last week; CEST for summer) |  |  | 19:00 | 19:00 | 19:00 | 19:00 | 19:00 | 19:00 | 19:00 | 19:00 | 19:00 | 19:00 | 19:00 | 19:00 | 19:00 | 19:00 | 19:00 | 19:00 | 19:00 | 19:00 | 19:00
Line | PART A : INDIGENOUS NATIONAL GENERATION | Severe conditions Average Forced Outage Rate | Normal conditions Average Forced Outage Rate
Net generating capacity:
1 | Nuclear Power | 5% | 5% | 0 | 0 | 0 | 0 | 0 | 0 | 0 | 0 | 0 | 0 | 0 | 0 | 0 | 0 | 0 | 0 | 0 | 0 | 0
2 | Fossil Fuels |  |  | 0.21 | 0.21 | 0.21 | 0.21 | 0.21 | 0.21 | 0.21 | 0.21 | 0.21 | 0.21 | 0.21 | 0.21 | 0.21 | 0.21 | 0.21 | 0.21 | 0.21 | 0.21 | 0.21
2a | of which Lignite | 9% | 9% | 0.21 | 0.21 | 0.21 | 0.21 | 0.21 | 0.21 | 0.21 | 0.21 | 0.21 | 0.21 | 0.21 | 0.21 | 0.21 | 0.21 | 0.21 | 0.21 | 0.21 | 0.21 | 0.21
2b | of which Hard Coal | 9% | 9% | 0 | 0 | 0 | 0 | 0 | 0 | 0 | 0 | 0 | 0 | 0 | 0 | 0 | 0 | 0 | 0 | 0 | 0 | 0
2c | of which Gas | 7% | 7% | 0 | 0 | 0 | 0 | 0 | 0 | 0 | 0 | 0 | 0 | 0 | 0 | 0 | 0 | 0 | 0 | 0 | 0 | 0
2d | of which Oil | 9% | 9% | 0 | 0 | 0 | 0 | 0 | 0 | 0 | 0 | 0 | 0 | 0 | 0 | 0 | 0 | 0 | 0 | 0 | 0 | 0
2e | of which Oil Shale | 8.75% | 8.75% | 0 | 0 | 0 | 0 | 0 | 0 | 0 | 0 | 0 | 0 | 0 | 0 | 0 | 0 | 0 | 0 | 0 | 0 | 0
2f | of which Fossil Peat | 8.75% | 8.75% | 0 | 0 | 0 | 0 | 0 | 0 | 0 | 0 | 0 | 0 | 0 | 0 | 0 | 0 | 0 | 0 | 0 | 0 | 0
3 | Renewable Energy Sources (other than hydro) |  |  | 0.118 | 0.118 | 0.118 | 0.118 | 0.118 | 0.118 | 0.118 | 0.118 | 0.118 | 0.118 | 0.118 | 0.118 | 0.118 | 0.118 | 0.118 | 0.118 | 0.118 | 0.118 | 0.118
3a | of which onshore wind | 0% | 0% | 0.118 | 0.118 | 0.118 | 0.118 | 0.118 | 0.118 | 0.118 | 0.118 | 0.118 | 0.118 | 0.118 | 0.118 | 0.118 | 0.118 | 0.118 | 0.118 | 0.118 | 0.118 | 0.118
3b | of which offshore wind | 0% | 0% | 0 | 0 | 0 | 0 | 0 | 0 | 0 | 0 | 0 | 0 | 0 | 0 | 0 | 0 | 0 | 0 | 0 | 0 | 0
3c | of which Solar (PV) | 0% | 0% | 0 | 0 | 0 | 0 | 0 | 0 | 0 | 0 | 0 | 0 | 0 | 0 | 0 | 0 | 0 | 0 | 0 | 0 | 0
3d | of which Biomass | 0% | 0% | 0 | 0 | 0 | 0 | 0 | 0 | 0 | 0 | 0 | 0 | 0 | 0 | 0 | 0 | 0 | 0 | 0 | 0 | 0
3e | of which other RES (e.g. tidal, wave, geothermal, RES waste, CSP) | 0% | 0% | 0 | 0 | 0 | 0 | 0 | 0 | 0 | 0 | 0 | 0 | 0 | 0 | 0 | 0 | 0 | 0 | 0 | 0 | 0
4a | Hydro Run of River and Reservoir | 0% | 0% | 0.65 | 0.65 | 0.65 | 0.65 | 0.65 | 0.65 | 0.65 | 0.65 | 0.65 | 0.65 | 0.65 | 0.65 | 0.65 | 0.65 | 0.65 | 0.65 | 0.65 | 0.65 | 0.65
4b | Hydro pumping | 0% | 0% | 0 | 0 | 0 | 0 | 0 | 0 | 0 | 0 | 0 | 0 | 0 | 0 | 0 | 0 | 0 | 0 | 0 | 0 | 0
5 | Other non-RES (e.g. CHP non-renewable, waste non-renewable) | 0% | 0% | 0.025 | 0.025 | 0.025 | 0.025 | 0.025 | 0.025 | 0.025 | 0.025 | 0.025 | 0.025 | 0.025 | 0.025 | 0.025 | 0.025 | 0.025 | 0.025 | 0.025 | 0.025 | 0.025
6 | Total Net generating capacity (6 = 1+2+3+4a+4b+5) |  |  | 1.003 | 1.003 | 1.003 | 1.003 | 1.003 | 1.003 | 1.003 | 1.003 | 1.003 | 1.003 | 1.003 | 1.003 | 1.003 | 1.003 | 1.003 | 1.003 | 1.003 | 1.003 | 1.003
7 | Maintenance & Overhauls (planned outages) |  |  | 0 | 0 | 0 | 0 | 0 | 0 | 0 | 0 | 0 | 0 | 0 | 0 | 0 | 0 | 0 | 0 | 0 | 0 | 0
7a | Nuclear Power |  |  | 0 | 0 | 0 | 0 | 0 | 0 | 0 | 0 | 0 | 0 | 0 | 0 | 0 | 0 | 0 | 0 | 0 | 0 | 0
7b | Lignite |  |  | 0 | 0 | 0 | 0 | 0 | 0 | 0 | 0 | 0 | 0 | 0 | 0 | 0 | 0 | 0 | 0 | 0 | 0 | 0
7c | Hard Coal |  |  | 0 | 0 | 0 | 0 | 0 | 0 | 0 | 0 | 0 | 0 | 0 | 0 | 0 | 0 | 0 | 0 | 0 | 0 | 0
7d | Gas |  |  | 0 | 0 | 0 | 0 | 0 | 0 | 0 | 0 | 0 | 0 | 0 | 0 | 0 | 0 | 0 | 0 | 0 | 0 | 0
7e | Oil |  |  | 0 | 0 | 0 | 0 | 0 | 0 | 0 | 0 | 0 | 0 | 0 | 0 | 0 | 0 | 0 | 0 | 0 | 0 | 0
7f | Oil Shale |  |  | 0 | 0 | 0 | 0 | 0 | 0 | 0 | 0 | 0 | 0 | 0 | 0 | 0 | 0 | 0 | 0 | 0 | 0 | 0
7g | Fossil Peat |  |  | 0 | 0 | 0 | 0 | 0 | 0 | 0 | 0 | 0 | 0 | 0 | 0 | 0 | 0 | 0 | 0 | 0 | 0 | 0
7h | Onshore Wind |  |  | 0 | 0 | 0 | 0 | 0 | 0 | 0 | 0 | 0 | 0 | 0 | 0 | 0 | 0 | 0 | 0 | 0 | 0 | 0
7i | Offshore Wind |  |  | 0 | 0 | 0 | 0 | 0 | 0 | 0 | 0 | 0 | 0 | 0 | 0 | 0 | 0 | 0 | 0 | 0 | 0 | 0
7j | Solar (PV) |  |  | 0 | 0 | 0 | 0 | 0 | 0 | 0 | 0 | 0 | 0 | 0 | 0 | 0 | 0 | 0 | 0 | 0 | 0 | 0
7k | Biomass |  |  | 0 | 0 | 0 | 0 | 0 | 0 | 0 | 0 | 0 | 0 | 0 | 0 | 0 | 0 | 0 | 0 | 0 | 0 | 0
7l | other RES (apart from hydro, including tidal, wave, geothermal, waste renewable, CSP,…) |  |  | 0 | 0 | 0 | 0 | 0 | 0 | 0 | 0 | 0 | 0 | 0 | 0 | 0 | 0 | 0 | 0 | 0 | 0 | 0
7m | Hydro Run of River and Reservoir |  |  | 0 | 0 | 0 | 0 | 0 | 0 | 0 | 0 | 0 | 0 | 0 | 0 | 0 | 0 | 0 | 0 | 0 | 0 | 0
7n | Hydro pumping |  |  | 0 | 0 | 0 | 0 | 0 | 0 | 0 | 0 | 0 | 0 | 0 | 0 | 0 | 0 | 0 | 0 | 0 | 0 | 0
7o | Other non-RES (incl. not clearly identifiable energy sources) |  |  | 0 | 0 | 0 | 0 | 0 | 0 | 0 | 0 | 0 | 0 | 0 | 0 | 0 | 0 | 0 | 0 | 0 | 0 | 0
PART B : DATA FOR NORMAL CONDITIONS
8 | Non-usable capacity at reference point (all power stations including mothballed, authorization & technical & legal constraints, energy source unavailability etc. ) |  |  | 0.10818 | 0.1061 | 0.098781 | 0.092338 | 0.091436 | 0.085382 | 0.075888 | 0.096257 | 0.082071 | 0.083176 | 0.081921 | 0.082469 | 0.085778 | 0.097968 | 0.10085 | 0.10188 | 0.10395 | 0.10803 | 0.10864
8a | of which nuclear
8b | of which Lignite
8c | of which Hard Coal
8d | of which Gas
8e | of which Oil
8f | of which Oil Shale
8g | of which Fossil Peat
8h | of which onshore wind |  |  | 0.10818 | 0.1061 | 0.098781 | 0.092338 | 0.091436 | 0.085382 | 0.075888 | 0.096257 | 0.082071 | 0.083176 | 0.081921 | 0.082469 | 0.085778 | 0.097968 | 0.10085 | 0.10188 | 0.10395 | 0.10803 | 0.10864
8i | of which offshore wind |  |  | 0 | 0 | 0 | 0 | 0 | 0 | 0 | 0 | 0 | 0 | 0 | 0 | 0 | 0 | 0 | 0 | 0 | 0 | 0
8j | of which Solar |  |  | 0 | 0 | 0 | 0 | 0 | 0 | 0 | 0 | 0 | 0 | 0 | 0 | 0 | 0 | 0 | 0 | 0 | 0 | 0
8k | of which Biomass
8l | of which other RES (apart from hydro)
8m | Hydro Run of River and Reservoir
8n | Hydro pumping
8o | of which other non-RES (incl. not clearly identifiable energy sources)
9 | Available capacity (9 = 6 - (7 + 8)) |  |  | 0.89482 | 0.8969 | 0.90422 | 0.91066 | 0.91156 | 0.91762 | 0.92711 | 0.90674 | 0.92093 | 0.91982 | 0.92108 | 0.92053 | 0.91722 | 0.90503 | 0.90215 | 0.90112 | 0.89905 | 0.89497 | 0.89436
10 | Outages: average expected value (all power stations) |  |  | 0.0189 | 0.0189 | 0.0189 | 0.0189 | 0.0189 | 0.0189 | 0.0189 | 0.0189 | 0.0189 | 0.0189 | 0.0189 | 0.0189 | 0.0189 | 0.0189 | 0.0189 | 0.0189 | 0.0189 | 0.0189 | 0.0189
11 | System services reserve (one hour ahead of real time) |  |  | 0.05 | 0.05 | 0.05 | 0.05 | 0.05 | 0.05 | 0.05 | 0.05 | 0.05 | 0.05 | 0.05 | 0.05 | 0.05 | 0.05 | 0.05 | 0.05 | 0.05 | 0.05 | 0.05
12 | Reliably available capacity (12 = 9 - (10 + 11)) |  |  | 0.82592 | 0.828 | 0.83532 | 0.84176 | 0.84266 | 0.84872 | 0.85821 | 0.83784 | 0.85203 | 0.85092 | 0.85218 | 0.85163 | 0.84832 | 0.83613 | 0.83325 | 0.83222 | 0.83015 | 0.82607 | 0.82546
13 | Demand at reference point in time |  |  | 0.49905 | 0.51151 | 0.52149 | 0.52857 | 0.53208 | 0.53291 | 0.5366 | 0.53705 | 0.53644 | 0.53464 | 0.53153 | 0.52701 | 0.521 | 0.51348 | 0.50587 | 0.49571 | 0.48439 | 0.47222 | 0.45962
13b | Population average daily (24h) temperature (degrees Celsius) |  |  | 9.0164 | 8.0583 | 7.2762 | 6.7074 | 6.419 | 6.3508 | 6.0413 | 6.0039 | 6.0551 | 6.2063 | 6.4647 | 6.8341 | 7.3149 | 7.9048 | 8.4937 | 9.2716 | 10.1387 | 11.0846 | 12.0971
14a | Load reduction / demand side response available at reference point in time
14b | Strategic reserves available at reference point in time
15 | Net weekly load at reference point in time (15 = 13-14a) |  |  | 0.49905 | 0.51151 | 0.52149 | 0.52857 | 0.53208 | 0.53291 | 0.5366 | 0.53705 | 0.53644 | 0.53464 | 0.53153 | 0.52701 | 0.521 | 0.51348 | 0.50587 | 0.49571 | 0.48439 | 0.47222 | 0.45962
16 | Remaining capacity at reference point in time (16 = 12- 15) |  |  | 0.32687 | 0.31649 | 0.31383 | 0.31319 | 0.31058 | 0.31581 | 0.32161 | 0.3008 | 0.31559 | 0.31628 | 0.32065 | 0.32462 | 0.32732 | 0.32265 | 0.32738 | 0.33651 | 0.34576 | 0.35385 | 0.36584
B1 | Weekly peak load (unrestricted reference point in time) |  |  | 0.49905 | 0.51151 | 0.52149 | 0.52857 | 0.53208 | 0.53291 | 0.5366 | 0.53705 | 0.53644 | 0.53464 | 0.53153 | 0.52701 | 0.521 | 0.51348 | 0.50587 | 0.49571 | 0.48439 | 0.47222 | 0.45962
B2 | Daily hour of expected weekly peak load (CET for winter, but CEST for last week; CEST for summer) |  |  | 19:00 | 19:00 | 19:00 | 19:00 | 19:00 | 19:00 | 19:00 | 19:00 | 19:00 | 19:00 | 19:00 | 19:00 | 19:00 | 19:00 | 19:00 | 19:00 | 19:00 | 19:00 | 19:00
PART C : DATA FOR SEVERE CONDITIONS
17 | Non-usable capacity at reference point (all power stations including mothballed, authorization & technical & legal constraints, energy source unavailability etc. ) |  |  | 0.118 | 0.118 | 0.1156 | 0.11502 | 0.11606 | 0.11561 | 0.11475 | 0.11485 | 0.11295 | 0.1146 | 0.11362 | 0.11539 | 0.11569 | 0.11619 | 0.11716 | 0.11716 | 0.11716 | 0.1178 | 0.11779
17a | of which nuclear
17b | of which Lignite
17c | of which Hard Coal
17d | of which Gas
17e | of which Oil
17f | of which Oil Shale
17g | of which Fossil Peat
17h | of which onshore wind |  |  | 0.118 | 0.118 | 0.1156 | 0.11502 | 0.11606 | 0.11561 | 0.11475 | 0.11485 | 0.11295 | 0.1146 | 0.11362 | 0.11539 | 0.11569 | 0.11619 | 0.11716 | 0.11716 | 0.11716 | 0.1178 | 0.11779
17i | of which offshore wind |  |  | 0 | 0 | 0 | 0 | 0 | 0 | 0 | 0 | 0 | 0 | 0 | 0 | 0 | 0 | 0 | 0 | 0 | 0 | 0
17j | of which Solar |  |  | 0 | 0 | 0 | 0 | 0 | 0 | 0 | 0 | 0 | 0 | 0 | 0 | 0 | 0 | 0 | 0 | 0 | 0 | 0
17k | of which Biomass
17l | of which other RES (apart from hydro)
17m | Hydro Run of River and Reservoir
17n | Hydro pumping
17o | of which other non-RES (incl. not clearly identifiable energy sources)
18 | Available capacity (18 = 6 - (7 + 17)) |  |  | 0.885 | 0.885 | 0.8874 | 0.88798 | 0.88694 | 0.88739 | 0.88825 | 0.88815 | 0.89005 | 0.8884 | 0.88938 | 0.88761 | 0.88731 | 0.88681 | 0.88584 | 0.88584 | 0.88584 | 0.8852 | 0.88521
19 | Outages: average expected value (all power stations) under SEVERE conditions |  |  | 0.0189 | 0.0189 | 0.0189 | 0.0189 | 0.0189 | 0.0189 | 0.0189 | 0.0189 | 0.0189 | 0.0189 | 0.0189 | 0.0189 | 0.0189 | 0.0189 | 0.0189 | 0.0189 | 0.0189 | 0.0189 | 0.0189
20 | System services reserve (one hour ahead of real time) under SEVERE conditions |  |  | 0.06 | 0.06 | 0.06 | 0.06 | 0.06 | 0.06 | 0.06 | 0.06 | 0.06 | 0.06 | 0.06 | 0.06 | 0.06 | 0.06 | 0.06 | 0.06 | 0.06 | 0.06 | 0.06
21 | Reliably available capacity under SEVERE conditions (21 = 18 - (19 + 20)) |  |  | 0.8061 | 0.8061 | 0.8085 | 0.80908 | 0.80804 | 0.80849 | 0.80935 | 0.80925 | 0.81115 | 0.8095 | 0.81048 | 0.80871 | 0.80841 | 0.80791 | 0.80694 | 0.80694 | 0.80694 | 0.8063 | 0.80631
22 | Demand at reference point in time under SEVERE conditions (one in 20 year) |  |  | 0.45814 | 0.46998 | 0.47998 | 0.48736 | 0.49113 | 0.49202 | 0.49607 | 0.49656 | 0.49588 | 0.49391 | 0.49053 | 0.48571 | 0.47948 | 0.47192 | 0.46453 | 0.45508 | 0.44509 | 0.43503 | 0.42543
23a | Load reduction / demand side response available at reference point in time under SEVERE conditions
23b | Strategic reserves available at reference point in time under SEVERE conditions |  |  | 0.1 | 0.1 | 0.1 | 0.1 | 0.1 | 0.1 | 0.1 | 0.1 | 0.1 | 0.1 | 0.1 | 0.1 | 0.1 | 0.1 | 0.1 | 0.1 | 0.1
24 | Net weekly peak load for SEVERE conditions (24 = 22-23a) |  |  | 0.45814 | 0.46998 | 0.47998 | 0.48736 | 0.49113 | 0.49202 | 0.49607 | 0.49656 | 0.49588 | 0.49391 | 0.49053 | 0.48571 | 0.47948 | 0.47192 | 0.46453 | 0.45508 | 0.44509 | 0.43503 | 0.42543
25 | Remaining capacity for SEVERE conditions (25 = 21-24) |  |  | 0.34797 | 0.33612 | 0.32852 | 0.32172 | 0.31691 | 0.31647 | 0.31328 | 0.3127 | 0.31527 | 0.31559 | 0.31995 | 0.323 | 0.32893 | 0.33599 | 0.3424 | 0.35185 | 0.36184 | 0.37127 | 0.38087
C1 | Weekly peak load under SEVERE conditions (unrestricted reference point in time) |  |  | 0.45814 | 0.46998 | 0.47998 | 0.48736 | 0.49113 | 0.49202 | 0.49607 | 0.49656 | 0.49588 | 0.49391 | 0.49053 | 0.48571 | 0.47948 | 0.47192 | 0.46453 | 0.45508 | 0.44509 | 0.43503 | 0.42543
C2 | Daily hour of expected weekly peak load (CET for winter, but CEST for last week; CEST for summer) |  |  | 19:00 | 19:00 | 19:00 | 19:00 | 19:00 | 19:00 | 19:00 | 19:00 | 19:00 | 19:00 | 19:00 | 19:00 | 19:00 | 19:00 | 19:00 | 19:00 | 19:00 | 19:00 | 19:00
PART D: ADDITIONAL INFORMATION FOR INTERCONNECTORS (at synchronous peak)
31 | Simultaneous importable capacity |  | From | 1.75 | 1.75 | 1.75 | 1.75 | 1.75 | 1.75 | 2.35 | 2.35 | 2.35 | 2.35 | 2.35 | 2.35 | 2.35 | 2.35 | 2.35 | 2.35 | 2.35 | 2.35 | 2.35
32 | Simultaneous exportable capacity |  | To | 1.75 | 1.75 | 1.75 | 1.75 | 1.75 | 1.75 | 2.35 | 2.35 | 2.35 | 2.35 | 2.35 | 2.35 | 2.35 | 2.35 | 2.35 | 2.35 | 2.35 | 2.35 | 2.35
| The off-peak dates are related to Sunday of each week |  |  | 2019-12-01 | 2019-12-08 | 2019-12-15 | 2019-12-22 | 2019-12-29 | 2020-01-05 | 2020-01-12 | 2020-01-19 | 2020-01-26 | 2020-02-02 | 2020-02-09 | 2020-02-16 | 2020-02-23 | 2020-03-01 | 2020-03-08 | 2020-03-15 | 2020-03-22 | 2020-03-29 | 2020-04-05
| WEEK |  |  | 48 | 49 | 50 | 51 | 52 | 1 | 2 | 3 | 4 | 5 | 6 | 7 | 8 | 9 | 10 | 11 | 12 | 13 | 14
| Time (CET for winter, but CEST for last week of winter; CEST for summer) |  |  | 5:00 | 5:00 | 5:00 | 5:00 | 5:00 | 5:00 | 5:00 | 5:00 | 5:00 | 5:00 | 5:00 | 5:00 | 5:00 | 5:00 | 5:00 | 5:00 | 5:00 | 5:00 | 5:00
PART E: ADDITIONAL INFORMATION FOR NIGHT MIN DEMAND CONDITIONS
33 | Weekly Minimum Demand (overnight valley minimum) |  |  | 0.27 | 0.28 | 0.28 | 0.28 | 0.28 | 0.28 | 0.28 | 0.28 | 0.28 | 0.27 | 0.27 | 0.27 | 0.27 | 0.27 | 0.27 | 0.27 | 0.27 | 0.27 | 0.27
34 | Must Run Generation (excluding wind/run of river) |  |  | 0.15 | 0.15 | 0.15 | 0.15 | 0.15 | 0.15 | 0.15 | 0.15 | 0.15 | 0.15 | 0.15 | 0.15 | 0.15 | 0.15 | 0.15 | 0.15 | 0.15 | 0.15 | 0.15
35 | Run of river generation (Must Run) |  |  | 0.01 | 0.01 | 0.01 | 0.01 | 0.01 | 0.01 | 0.01 | 0.01 | 0.01 | 0.01 | 0.01 | 0.01 | 0.01 | 0.01 | 0.01 | 0.01 | 0.01 | 0.01 | 0.01
36 | Downward balancing reserves (FCR, FRR) |  |  | 0.02 | 0.02 | 0.02 | 0.02 | 0.02 | 0.02 | 0.02 | 0.02 | 0.02 | 0.02 | 0.02 | 0.02 | 0.02 | 0.02 | 0.02 | 0.02 | 0.02 | 0.02 | 0.02
37 | Pumping Storage Capacity available (Power)
38a | Highest expected onshore wind generation running |  |  | 0.078316 | 0.078316 | 0.080935 | 0.080935 | 0.084656 | 0.091531 | 0.091531 | 0.091351 | 0.091351 | 0.086023 | 0.08891 | 0.089598 | 0.09743 | 0.090396 | 0.090396 | 0.07987 | 0.073305 | 0.070017 | 0.073379
38b | Highest expected offshore wind generation running |  |  | 0 | 0 | 0 | 0 | 0 | 0 | 0 | 0 | 0 | 0 | 0 | 0 | 0 | 0 | 0 | 0 | 0 | 0 | 0
39 | DOWNWARD REGULATION CAPABILITIES: 39 = (33+37)-(34+35+36+38a+38b)) |  |  | 0.011684 | 0.021684 | 0.019065 | 0.019065 | 0.015344 | 0.0084689 | 0.0084689 | 0.0086492 | 0.0086492 | 0.0039775 | 0.0010902 | 0.00040152 | -0.00743 | -0.00039608 | -0.00039608 | 0.01013 | 0.016695 | 0.019983 | 0.016621
PART Ebis: ADDITIONAL INFORMATION FOR INTERCONNECTORS
Transportable capacity at night minimum demand conditions (high wind conditions)
40 | Simultaneous importable capacity |  | From | 1.75 | 1.75 | 1.75 | 1.75 | 1.75 | 1.75 | 2.35 | 2.35 | 2.35 | 2.35 | 2.35 | 2.35 | 2.35 | 2.35 | 2.35 | 2.35 | 2.35 | 2.35 | 2.35
41 | Simultaneous exportable capacity |  | To | 1.75 | 1.75 | 1.75 | 1.75 | 1.75 | 1.75 | 2.35 | 2.35 | 2.35 | 2.35 | 2.35 | 2.35 | 2.35 | 2.35 | 2.35 | 2.35 | 2.35 | 2.35 | 2.35
| Time (CET for winter, but CEST for last week of winter; CEST for summer) |  |  | 11:00 | 11:00 | 11:00 | 11:00 | 11:00 | 11:00 | 11:00 | 11:00 | 11:00 | 11:00 | 11:00 | 11:00 | 11:00 | 11:00 | 11:00 | 11:00 | 11:00 | 11:00 | 11:00
PART F: ADDITIONAL INFORMATION FOR DAYTIME MIN DEMAND CONDITIONS
42 | Weekly Minimum Daytime Demand (Sunday low peak + solar) |  |  | 0.44 | 0.46 | 0.47 | 0.5 | 0.5 | 0.49 | 0.49 | 0.48 | 0.47 | 0.46 | 0.46 | 0.45 | 0.44 | 0.42 | 0.4 | 0.4 | 0.39 | 0.39 | 0.39
43 | Must Run Generation (excluding wind/PV/run of river) |  |  | 0.15 | 0.15 | 0.15 | 0.15 | 0.15 | 0.15 | 0.15 | 0.15 | 0.15 | 0.15 | 0.15 | 0.15 | 0.15 | 0.15 | 0.15 | 0.15 | 0.15 | 0.15 | 0.15
44 | Run of river generation (Must Run) |  |  | 0.01 | 0.01 | 0.01 | 0.01 | 0.01 | 0.01 | 0.01 | 0.01 | 0.01 | 0.01 | 0.01 | 0.01 | 0.01 | 0.01 | 0.01 | 0.01 | 0.01 | 0.01 | 0.01
45 | Downward balancing reserves (FCR, FRR) |  |  | 0.06 | 0.06 | 0.06 | 0.06 | 0.06 | 0.06 | 0.06 | 0.06 | 0.06 | 0.06 | 0.06 | 0.06 | 0.06 | 0.06 | 0.06 | 0.06 | 0.06 | 0.06 | 0.06
46 | Pumping Storage Capacity available (Power)
47a | Highest expected onshore wind generation running |  |  | 0.072304 | 0.072304 | 0.079182 | 0.079286 | 0.079838 | 0.095468 | 0.095468 | 0.095468 | 0.09527 | 0.089631 | 0.089631 | 0.089642 | 0.092031 | 0.084082 | 0.083697 | 0.080467 | 0.077515 | 0.066291 | 0.069609
47b | Highest expected offshore wind generation running |  |  | 0 | 0 | 0 | 0 | 0 | 0 | 0 | 0 | 0 | 0 | 0 | 0 | 0 | 0 | 0 | 0 | 0 | 0 | 0
48 | Highest expected solar PV running |  |  | 0 | 0 | 0 | 0 | 0 | 0 | 0 | 0 | 0 | 0 | 0 | 0 | 0 | 0 | 0 | 0 | 0 | 0 | 0
49 | DOWNWARD REGULATION CAPABILITIES: 49 = (42+46)-(43+44+45+47a+47b+48a+48b) |  |  | 0.1477 | 0.1677 | 0.17082 | 0.20071 | 0.20016 | 0.17453 | 0.17453 | 0.16453 | 0.15473 | 0.15037 | 0.15037 | 0.14036 | 0.12797 | 0.11592 | 0.096303 | 0.099533 | 0.092485 | 0.10371 | 0.10039
PART Fbis: ADDITIONAL INFORMATION FOR INTERCONNECTORS
Transportable capacity at daytime minimum demand conditions (high wind and high solar conditions)
50 | Simultaneous importable capacity |  | From | 1.75 | 1.75 | 1.75 | 1.75 | 1.75 | 1.75 | 2.35 | 2.35 | 2.35 | 2.35 | 2.35 | 2.35 | 2.35 | 2.35 | 2.35 | 2.35 | 2.35 | 2.35 | 2.35
51 | Simultaneous exportable capacity |  | To | 1.75 | 1.75 | 1.75 | 1.75 | 1.75 | 1.75 | 2.35 | 2.35 | 2.35 | 2.35 | 2.35 | 2.35 | 2.35 | 2.35 | 2.35 | 2.35 | 2.35 | 2.35 | 2.35

## LV
Winter Outlook Report 2019/2020
| Power Data (all entries are assumed to be >0) |  |  |  |  | LV | [6 empty] | Heating if temperature below: | 14.8594 |  |  |  | Cooling if temperature above: | 19.8594
| (Net values in GW, at a synchronous time every week) |  |  |  |  | Latvia | [6 empty] | Heating saturation temperature: | -8 |  |  |  | Cooling saturation temperature: | not detected
[13 empty] | Temperature sensitivity in heating [MW/ ͦC] | -12 |  |  |  | Temperature sensitivity in cooling [MW/ ͦC] | 16.2089
| The peak dates are related to Wednesday of each week |  |  | 2019-11-27 | 2019-12-04 | 2019-12-11 | 2019-12-18 | 2019-12-24 | 2019-12-31 | 2020-01-08 | 2020-01-15 | 2020-01-22 | 2020-01-29 | 2020-02-05 | 2020-02-12 | 2020-02-19 | 2020-02-26 | 2020-03-04 | 2020-03-11 | 2020-03-18 | 2020-03-25 | 2020-04-01
| WEEK |  |  | 48 | 49 | 50 | 51 | 52 | 1 | 2 | 3 | 4 | 5 | 6 | 7 | 8 | 9 | 10 | 11 | 12 | 13 | 14
| Time (CET for winter, but CEST last week; CEST for summer) |  |  | 19:00 | 19:00 | 19:00 | 19:00 | 19:00 | 19:00 | 19:00 | 19:00 | 19:00 | 19:00 | 19:00 | 19:00 | 19:00 | 19:00 | 19:00 | 19:00 | 19:00 | 19:00 | 19:00
Line | PART A : INDIGENOUS NATIONAL GENERATION | Severe conditions Average Forced Outage Rate | Normal conditions Average Forced Outage Rate
Net generating capacity:
1 | Nuclear Power | 5% | 5% | 0 | 0 | 0 | 0 | 0 | 0 | 0 | 0 | 0 | 0 | 0 | 0 | 0 | 0 | 0 | 0 | 0 | 0 | 0
2 | Fossil Fuels |  |  | 1.031 | 1.031 | 1.031 | 1.031 | 1.031 | 1.031 | 1.031 | 1.031 | 1.031 | 1.031 | 1.031 | 1.031 | 1.031 | 1.031 | 1.031 | 1.031 | 1.031 | 1.031 | 1.031
2a | of which Lignite | 9% | 9% | 0 | 0 | 0 | 0 | 0 | 0 | 0 | 0 | 0 | 0 | 0 | 0 | 0 | 0 | 0 | 0 | 0 | 0 | 0
2b | of which Hard Coal | 9% | 9% | 0 | 0 | 0 | 0 | 0 | 0 | 0 | 0 | 0 | 0 | 0 | 0 | 0 | 0 | 0 | 0 | 0 | 0 | 0
2c | of which Gas | 7% | 7% | 1.031 | 1.031 | 1.031 | 1.031 | 1.031 | 1.031 | 1.031 | 1.031 | 1.031 | 1.031 | 1.031 | 1.031 | 1.031 | 1.031 | 1.031 | 1.031 | 1.031 | 1.031 | 1.031
2d | of which Oil | 9% | 9% | 0 | 0 | 0 | 0 | 0 | 0 | 0 | 0 | 0 | 0 | 0 | 0 | 0 | 0 | 0 | 0 | 0 | 0 | 0
2e | of which Oil Shale | 8.75% | 8.75% | 0 | 0 | 0 | 0 | 0 | 0 | 0 | 0 | 0 | 0 | 0 | 0 | 0 | 0 | 0 | 0 | 0 | 0 | 0
2f | of which Fossil Peat | 8.75% | 8.75% | 0 | 0 | 0 | 0 | 0 | 0 | 0 | 0 | 0 | 0 | 0 | 0 | 0 | 0 | 0 | 0 | 0 | 0 | 0
3 | Renewable Energy Sources (other than hydro) |  |  | 0.20882 | 0.20882 | 0.20882 | 0.20882 | 0.20882 | 0.20882 | 0.20882 | 0.20882 | 0.20882 | 0.20882 | 0.20882 | 0.20882 | 0.20882 | 0.20882 | 0.20882 | 0.20882 | 0.20882 | 0.20882 | 0.20882
3a | of which onshore wind | 0% | 0% | 0.074 | 0.074 | 0.074 | 0.074 | 0.074 | 0.074 | 0.074 | 0.074 | 0.074 | 0.074 | 0.074 | 0.074 | 0.074 | 0.074 | 0.074 | 0.074 | 0.074 | 0.074 | 0.074
3b | of which offshore wind | 0% | 0% | 0 | 0 | 0 | 0 | 0 | 0 | 0 | 0 | 0 | 0 | 0 | 0 | 0 | 0 | 0 | 0 | 0 | 0 | 0
3c | of which Solar (PV) | 0% | 0% | 0.00182 | 0.00182 | 0.00182 | 0.00182 | 0.00182 | 0.00182 | 0.00182 | 0.00182 | 0.00182 | 0.00182 | 0.00182 | 0.00182 | 0.00182 | 0.00182 | 0.00182 | 0.00182 | 0.00182 | 0.00182 | 0.00182
3d | of which Biomass | 9% | 9% | 0.078 | 0.078 | 0.078 | 0.078 | 0.078 | 0.078 | 0.078 | 0.078 | 0.078 | 0.078 | 0.078 | 0.078 | 0.078 | 0.078 | 0.078 | 0.078 | 0.078 | 0.078 | 0.078
3e | of which other RES (e.g. tidal, wave, geothermal, RES waste, CSP) | 0% | 0% | 0.055 | 0.055 | 0.055 | 0.055 | 0.055 | 0.055 | 0.055 | 0.055 | 0.055 | 0.055 | 0.055 | 0.055 | 0.055 | 0.055 | 0.055 | 0.055 | 0.055 | 0.055 | 0.055
4a | Hydro Run of River and Reservoir | 3% | 3% | 1.578 | 1.578 | 1.578 | 1.578 | 1.578 | 1.578 | 1.578 | 1.578 | 1.578 | 1.578 | 1.578 | 1.578 | 1.578 | 1.578 | 1.578 | 1.578 | 1.578 | 1.578 | 1.578
4b | Hydro pumping | 3% | 3% | 0 | 0 | 0 | 0 | 0 | 0 | 0 | 0 | 0 | 0 | 0 | 0 | 0 | 0 | 0 | 0 | 0 | 0 | 0
5 | Other non-RES (e.g. CHP non-renewable, waste non-renewable) | 0% | 0% | 0.104 | 0.104 | 0.104 | 0.104 | 0.104 | 0.104 | 0.104 | 0.104 | 0.104 | 0.104 | 0.104 | 0.104 | 0.104 | 0.104 | 0.104 | 0.104 | 0.104 | 0.104 | 0.104
6 | Total Net generating capacity (6 = 1+2+3+4a+4b+5) |  |  | 2.9218 | 2.9218 | 2.9218 | 2.9218 | 2.9218 | 2.9218 | 2.9218 | 2.9218 | 2.9218 | 2.9218 | 2.9218 | 2.9218 | 2.9218 | 2.9218 | 2.9218 | 2.9218 | 2.9218 | 2.9218 | 2.9218
7 | Maintenance & Overhauls (planned outages) |  |  | 0.213 | 0.123 | 0.123 | 0.123 | 0.123 | 0.123 | 0.3 | 0.3 | 0.3 | 0.3 | 0.3 | 0.3 | 0.3 | 0.3 | 0.3 | 0.3 | 0.3 | 0.3 | 0.3
7a | Nuclear Power |  |  | 0 | 0 | 0 | 0 | 0 | 0 | 0 | 0 | 0 | 0 | 0 | 0 | 0 | 0 | 0 | 0 | 0 | 0 | 0
7b | Lignite |  |  | 0 | 0 | 0 | 0 | 0 | 0 | 0 | 0 | 0 | 0 | 0 | 0 | 0 | 0 | 0 | 0 | 0 | 0 | 0
7c | Hard Coal |  |  | 0 | 0 | 0 | 0 | 0 | 0 | 0 | 0 | 0 | 0 | 0 | 0 | 0 | 0 | 0 | 0 | 0 | 0 | 0
7d | Gas |  |  | 0 | 0 | 0 | 0 | 0 | 0 | 0 | 0 | 0 | 0 | 0 | 0 | 0 | 0 | 0 | 0 | 0 | 0 | 0
7e | Oil |  |  | 0 | 0 | 0 | 0 | 0 | 0 | 0 | 0 | 0 | 0 | 0 | 0 | 0 | 0 | 0 | 0 | 0 | 0 | 0
7f | Oil Shale |  |  | 0 | 0 | 0 | 0 | 0 | 0 | 0 | 0 | 0 | 0 | 0 | 0 | 0 | 0 | 0 | 0 | 0 | 0 | 0
7g | Fossil Peat |  |  | 0 | 0 | 0 | 0 | 0 | 0 | 0 | 0 | 0 | 0 | 0 | 0 | 0 | 0 | 0 | 0 | 0 | 0 | 0
7h | Onshore Wind |  |  | 0 | 0 | 0 | 0 | 0 | 0 | 0 | 0 | 0 | 0 | 0 | 0 | 0 | 0 | 0 | 0 | 0 | 0 | 0
7i | Offshore Wind |  |  | 0 | 0 | 0 | 0 | 0 | 0 | 0 | 0 | 0 | 0 | 0 | 0 | 0 | 0 | 0 | 0 | 0 | 0 | 0
7j | Solar (PV) |  |  | 0 | 0 | 0 | 0 | 0 | 0 | 0 | 0 | 0 | 0 | 0 | 0 | 0 | 0 | 0 | 0 | 0 | 0 | 0
7k | Biomass |  |  | 0 | 0 | 0 | 0 | 0 | 0 | 0 | 0 | 0 | 0 | 0 | 0 | 0 | 0 | 0 | 0 | 0 | 0 | 0
7l | other RES (apart from hydro, including tidal, wave, geothermal, waste renewable, CSP,…) |  |  | 0 | 0 | 0 | 0 | 0 | 0 | 0 | 0 | 0 | 0 | 0 | 0 | 0 | 0 | 0 | 0 | 0 | 0 | 0
7m | Hydro Run of River and Reservoir |  |  | 0.213 | 0.123 | 0.123 | 0.123 | 0.123 | 0.123 | 0.3 | 0.3 | 0.3 | 0.3 | 0.3 | 0.3 | 0.3 | 0.3 | 0.3 | 0.3 | 0.3 | 0.3 | 0.3
7n | Hydro pumping |  |  | 0 | 0 | 0 | 0 | 0 | 0 | 0 | 0 | 0 | 0 | 0 | 0 | 0 | 0 | 0 | 0 | 0 | 0 | 0
7o | Other non-RES (incl. not clearly identifiable energy sources) |  |  | 0 | 0 | 0 | 0 | 0 | 0 | 0 | 0 | 0 | 0 | 0 | 0 | 0 | 0 | 0 | 0 | 0 | 0 | 0
PART B : DATA FOR NORMAL CONDITIONS
8 | Non-usable capacity at reference point (all power stations including mothballed, authorization & technical & legal constraints, energy source unavailability etc. ) |  |  | 0.92432 | 1.0128 | 1.0107 | 1.0113 | 1.01 | 1.01 | 0.83432 | 0.83382 | 0.83476 | 0.83626 | 0.83665 | 0.83837 | 0.84024 | 0.83955 | 0.83919 | 0.84078 | 0.84107 | 0.84191 | 0.84351
8a | of which nuclear |  |  | 0 | 0 | 0 | 0 | 0 | 0 | 0 | 0 | 0 | 0 | 0 | 0 | 0 | 0 | 0 | 0 | 0 | 0 | 0
8b | of which Lignite |  |  | 0 | 0 | 0 | 0 | 0 | 0 | 0 | 0 | 0 | 0 | 0 | 0 | 0 | 0 | 0 | 0 | 0 | 0 | 0
8c | of which Hard Coal |  |  | 0 | 0 | 0 | 0 | 0 | 0 | 0 | 0 | 0 | 0 | 0 | 0 | 0 | 0 | 0 | 0 | 0 | 0 | 0
8d | of which Gas |  |  | 0 | 0 | 0 | 0 | 0 | 0 | 0 | 0 | 0 | 0 | 0 | 0 | 0 | 0 | 0 | 0 | 0 | 0 | 0
8e | of which Oil |  |  | 0 | 0 | 0 | 0 | 0 | 0 | 0 | 0 | 0 | 0 | 0 | 0 | 0 | 0 | 0 | 0 | 0 | 0 | 0
8f | of which Oil Shale |  |  | 0 | 0 | 0 | 0 | 0 | 0 | 0 | 0 | 0 | 0 | 0 | 0 | 0 | 0 | 0 | 0 | 0 | 0 | 0
8g | of which Fossil Peat |  |  | 0 | 0 | 0 | 0 | 0 | 0 | 0 | 0 | 0 | 0 | 0 | 0 | 0 | 0 | 0 | 0 | 0 | 0 | 0
8h | of which onshore wind |  |  | 0.057496 | 0.055999 | 0.053863 | 0.054518 | 0.053136 | 0.053136 | 0.054495 | 0.053996 | 0.054938 | 0.05644 | 0.056831 | 0.058546 | 0.060422 | 0.059734 | 0.059367 | 0.060964 | 0.06125 | 0.062092 | 0.06372
8i | of which offshore wind |  |  | 0 | 0 | 0 | 0 | 0 | 0 | 0 | 0 | 0 | 0 | 0 | 0 | 0 | 0 | 0 | 0 | 0 | 0 | 0
8j | of which Solar |  |  | 0.00182 | 0.00182 | 0.00182 | 0.00182 | 0.00182 | 0.00182 | 0.00182 | 0.00182 | 0.00182 | 0.00182 | 0.00182 | 0.00182 | 0.00182 | 0.00182 | 0.00182 | 0.00182 | 0.00182 | 0.00182 | 0.0017923
8k | of which Biomass |  |  | 0 | 0 | 0 | 0 | 0 | 0 | 0 | 0 | 0 | 0 | 0 | 0 | 0 | 0 | 0 | 0 | 0 | 0 | 0
8l | of which other RES (apart from hydro) |  |  | 0 | 0 | 0 | 0 | 0 | 0 | 0 | 0 | 0 | 0 | 0 | 0 | 0 | 0 | 0 | 0 | 0 | 0 | 0
8m | Hydro Run of River and Reservoir |  |  | 0.865 | 0.955 | 0.955 | 0.955 | 0.955 | 0.955 | 0.778 | 0.778 | 0.778 | 0.778 | 0.778 | 0.778 | 0.778 | 0.778 | 0.778 | 0.778 | 0.778 | 0.778 | 0.778
8n | Hydro pumping |  |  | 0 | 0 | 0 | 0 | 0 | 0 | 0 | 0 | 0 | 0 | 0 | 0 | 0 | 0 | 0 | 0 | 0 | 0 | 0
8o | of which other non-RES (incl. not clearly identifiable energy sources) |  |  | 0 | 0 | 0 | 0 | 0 | 0 | 0 | 0 | 0 | 0 | 0 | 0 | 0 | 0 | 0 | 0 | 0 | 0 | 0
9 | Available capacity (9 = 6 - (7 + 8)) |  |  | 1.7845 | 1.786 | 1.7881 | 1.7875 | 1.7889 | 1.7889 | 1.7875 | 1.788 | 1.7871 | 1.7856 | 1.7852 | 1.7835 | 1.7816 | 1.7823 | 1.7826 | 1.781 | 1.7807 | 1.7799 | 1.7783
10 | Outages: average expected value (all power stations) |  |  | 0.09419 | 0.09419 | 0.09419 | 0.09419 | 0.09419 | 0.09419 | 0.09419 | 0.09419 | 0.09419 | 0.09419 | 0.09419 | 0.09419 | 0.09419 | 0.09419 | 0.09419 | 0.09419 | 0.09419 | 0.09419 | 0.09419
11 | System services reserve (one hour ahead of real time) |  |  | 0.1 | 0.1 | 0.1 | 0.1 | 0.1 | 0.1 | 0.1 | 0.1 | 0.1 | 0.1 | 0.1 | 0.1 | 0.1 | 0.1 | 0.1 | 0.1 | 0.1 | 0.1 | 0.1
12 | Reliably available capacity (12 = 9 - (10 + 11)) |  |  | 1.5903 | 1.5918 | 1.5939 | 1.5933 | 1.5947 | 1.5947 | 1.5933 | 1.5938 | 1.5929 | 1.5914 | 1.591 | 1.5893 | 1.5874 | 1.5881 | 1.5884 | 1.5868 | 1.5866 | 1.5857 | 1.5841
13 | Demand at reference point in time |  |  | 1.13 | 1.09 | 1.09 | 1.1 | 0.93 | 1.04 | 1.12 | 1.08 | 1.12 | 1.09 | 1.08 | 1.06 | 1.09 | 1.06 | 1.07 | 1.06 | 1.02 | 1.04 | 0.89
13b | Population average daily (24h) temperature (degrees Celsius) |  |  | 0.95423 | 0.12723 | -0.57156 | -1.1332 | -1.5013 | -1.7973 | -2.1578 | -2.7716 | -3.1714 | -3.3534 | -3.3192 | -3.0748 | -2.6303 | -1.999 | -1.3215 | -0.38848 | 0.67886 | 1.8587 | 3.1281
14a | Load reduction / demand side response available at reference point in time |  |  | 0 | 0 | 0 | 0 | 0 | 0 | 0 | 0 | 0 | 0 | 0 | 0 | 0 | 0 | 0 | 0 | 0 | 0 | 0
14b | Strategic reserves available at reference point in time |  |  | 0 | 0 | 0 | 0 | 0 | 0 | 0 | 0 | 0 | 0 | 0 | 0 | 0 | 0 | 0 | 0 | 0 | 0 | 0
15 | Net weekly load at reference point in time (15 = 13-14a) |  |  | 1.13 | 1.09 | 1.09 | 1.1 | 0.93 | 1.04 | 1.12 | 1.08 | 1.12 | 1.09 | 1.08 | 1.06 | 1.09 | 1.06 | 1.07 | 1.06 | 1.02 | 1.04 | 0.89
16 | Remaining capacity at reference point in time (16 = 12- 15) |  |  | 0.46031 | 0.50181 | 0.50395 | 0.49329 | 0.66467 | 0.55467 | 0.47331 | 0.51381 | 0.47287 | 0.50137 | 0.51098 | 0.52926 | 0.49739 | 0.52808 | 0.51844 | 0.52685 | 0.56656 | 0.54572 | 0.69412
B1 | Weekly peak load (unrestricted reference point in time) |  |  | 1.22 | 1.2 | 1.21 | 1.21 | 1.056 | 1.2 | 1.2 | 1.16 | 1.21 | 1.22 | 1.18 | 1.17 | 1.13 | 1.12 | 1.12 | 1.14 | 1.07 | 1.1 | 1.06
B2 | Daily hour of expected weekly peak load (CET for winter, but CEST for last week; CEST for summer) |  |  | 11 | 11 | 11 | 11 | 11 | 11 | 11 | 11 | 11 | 11 | 11 | 11 | 11 | 11 | 11 | 11 | 11 | 11 | 11
PART C : DATA FOR SEVERE CONDITIONS
17 | Non-usable capacity at reference point (all power stations including mothballed, authorization & technical & legal constraints, energy source unavailability etc. ) |  |  | 1.259 | 1.3488 | 1.3486 | 1.3488 | 1.3487 | 1.349 | 1.1722 | 1.1723 | 1.1724 | 1.1726 | 1.1725 | 1.1726 | 1.1727 | 1.1727 | 1.1726 | 1.1726 | 1.1725 | 1.1726 | 1.1726
17a | of which nuclear |  |  | 0 | 0 | 0 | 0 | 0 | 0 | 0 | 0 | 0 | 0 | 0 | 0 | 0 | 0 | 0 | 0 | 0 | 0 | 0
17b | of which Lignite |  |  | 0 | 0 | 0 | 0 | 0 | 0 | 0 | 0 | 0 | 0 | 0 | 0 | 0 | 0 | 0 | 0 | 0 | 0 | 0
17c | of which Hard Coal |  |  | 0 | 0 | 0 | 0 | 0 | 0 | 0 | 0 | 0 | 0 | 0 | 0 | 0 | 0 | 0 | 0 | 0 | 0 | 0
17d | of which Gas |  |  | 0.139 | 0.139 | 0.139 | 0.139 | 0.139 | 0.139 | 0.139 | 0.139 | 0.139 | 0.139 | 0.139 | 0.139 | 0.139 | 0.139 | 0.139 | 0.139 | 0.139 | 0.139 | 0.139
17e | of which Oil |  |  | 0 | 0 | 0 | 0 | 0 | 0 | 0 | 0 | 0 | 0 | 0 | 0 | 0 | 0 | 0 | 0 | 0 | 0 | 0
17f | of which Oil Shale |  |  | 0 | 0 | 0 | 0 | 0 | 0 | 0 | 0 | 0 | 0 | 0 | 0 | 0 | 0 | 0 | 0 | 0 | 0 | 0
17g | of which Fossil Peat |  |  | 0 | 0 | 0 | 0 | 0 | 0 | 0 | 0 | 0 | 0 | 0 | 0 | 0 | 0 | 0 | 0 | 0 | 0 | 0
17h | of which onshore wind |  |  | 0.073154 | 0.072937 | 0.072777 | 0.073005 | 0.072847 | 0.073138 | 0.073421 | 0.073519 | 0.073538 | 0.073745 | 0.073672 | 0.073782 | 0.073884 | 0.073843 | 0.073763 | 0.073797 | 0.073728 | 0.07375 | 0.073818
17i | of which offshore wind |  |  | 0 | 0 | 0 | 0 | 0 | 0 | 0 | 0 | 0 | 0 | 0 | 0 | 0 | 0 | 0 | 0 | 0 | 0 | 0
17j | of which Solar |  |  | 0.00182 | 0.00182 | 0.00182 | 0.00182 | 0.00182 | 0.00182 | 0.00182 | 0.00182 | 0.00182 | 0.00182 | 0.00182 | 0.00182 | 0.00182 | 0.00182 | 0.00182 | 0.00182 | 0.00182 | 0.00182 | 0.0018134
17k | of which Biomass |  |  | 0.02 | 0.02 | 0.02 | 0.02 | 0.02 | 0.02 | 0.02 | 0.02 | 0.02 | 0.02 | 0.02 | 0.02 | 0.02 | 0.02 | 0.02 | 0.02 | 0.02 | 0.02 | 0.02
17l | of which other RES (apart from hydro) |  |  | 0.01 | 0.01 | 0.01 | 0.01 | 0.01 | 0.01 | 0.01 | 0.01 | 0.01 | 0.01 | 0.01 | 0.01 | 0.01 | 0.01 | 0.01 | 0.01 | 0.01 | 0.01 | 0.01
17m | Hydro Run of River and Reservoir |  |  | 0.965 | 1.055 | 1.055 | 1.055 | 1.055 | 1.055 | 0.878 | 0.878 | 0.878 | 0.878 | 0.878 | 0.878 | 0.878 | 0.878 | 0.878 | 0.878 | 0.878 | 0.878 | 0.878
17n | Hydro pumping |  |  | 0 | 0 | 0 | 0 | 0 | 0 | 0 | 0 | 0 | 0 | 0 | 0 | 0 | 0 | 0 | 0 | 0 | 0 | 0
17o | of which other non-RES (incl. not clearly identifiable energy sources) |  |  | 0.05 | 0.05 | 0.05 | 0.05 | 0.05 | 0.05 | 0.05 | 0.05 | 0.05 | 0.05 | 0.05 | 0.05 | 0.05 | 0.05 | 0.05 | 0.05 | 0.05 | 0.05 | 0.05
18 | Available capacity (18 = 6 - (7 + 17)) |  |  | 1.4498 | 1.4501 | 1.4502 | 1.45 | 1.4502 | 1.4499 | 1.4496 | 1.4495 | 1.4495 | 1.4493 | 1.4493 | 1.4492 | 1.4491 | 1.4492 | 1.4492 | 1.4492 | 1.4493 | 1.4492 | 1.4492
19 | Outages: average expected value (all power stations) under SEVERE conditions |  |  | 0.07966 | 0.07966 | 0.07966 | 0.07966 | 0.07966 | 0.07966 | 0.07966 | 0.07966 | 0.07966 | 0.07966 | 0.07966 | 0.07966 | 0.07966 | 0.07966 | 0.07966 | 0.07966 | 0.07966 | 0.07966 | 0.07966
20 | System services reserve (one hour ahead of real time) under SEVERE conditions |  |  | 0.1 | 0.1 | 0.1 | 0.1 | 0.1 | 0.1 | 0.1 | 0.1 | 0.1 | 0.1 | 0.1 | 0.1 | 0.1 | 0.1 | 0.1 | 0.1 | 0.1 | 0.1 | 0.1
21 | Reliably available capacity under SEVERE conditions (21 = 18 - (19 + 20)) |  |  | 1.2702 | 1.2704 | 1.2706 | 1.2703 | 1.2705 | 1.2702 | 1.2699 | 1.2698 | 1.2698 | 1.2696 | 1.2697 | 1.2696 | 1.2695 | 1.2695 | 1.2696 | 1.2695 | 1.2696 | 1.2696 | 1.2695
22 | Demand at reference point in time under SEVERE conditions (one in 20 year) |  |  | 1.16 | 1.12 | 1.12 | 1.13 | 0.95 | 1.06 | 1.15 | 1.1 | 1.15 | 1.11 | 1.1 | 1.09 | 1.11 | 1.09 | 1.1 | 1.08 | 1.05 | 1.07 | 0.92
23a | Load reduction / demand side response available at reference point in time under SEVERE conditions |  |  | 0 | 0 | 0 | 0 | 0 | 0 | 0 | 0 | 0 | 0 | 0 | 0 | 0 | 0 | 0 | 0 | 0 | 0 | 0
23b | Strategic reserves available at reference point in time under SEVERE conditions |  |  | 0 | 0 | 0 | 0 | 0 | 0 | 0 | 0 | 0 | 0 | 0 | 0 | 0 | 0 | 0 | 0 | 0 | 0 | 0
24 | Net weekly peak load for SEVERE conditions (24 = 22-23a) |  |  | 1.16 | 1.12 | 1.12 | 1.13 | 0.95 | 1.06 | 1.15 | 1.1 | 1.15 | 1.11 | 1.1 | 1.09 | 1.11 | 1.09 | 1.1 | 1.08 | 1.05 | 1.07 | 0.92
25 | Remaining capacity for SEVERE conditions (25 = 21-24) |  |  | 0.11019 | 0.1504 | 0.15056 | 0.14033 | 0.32049 | 0.2102 | 0.11992 | 0.16982 | 0.1198 | 0.15959 | 0.16967 | 0.17956 | 0.15946 | 0.1795 | 0.16958 | 0.18954 | 0.21961 | 0.19959 | 0.34953
C1 | Weekly peak load under SEVERE conditions (unrestricted reference point in time) |  |  | 1.22 | 1.2 | 1.21 | 1.21 | 1.056 | 1.2 | 1.2 | 1.16 | 1.21 | 1.22 | 1.18 | 1.17 | 1.13 | 1.12 | 1.12 | 1.14 | 1.07 | 1.1 | 1.06
C2 | Daily hour of expected weekly peak load (CET for winter, but CEST for last week; CEST for summer) |  |  | 11 | 11 | 11 | 11 | 11 | 11 | 11 | 11 | 11 | 11 | 11 | 11 | 11 | 11 | 11 | 11 | 11 | 11 | 11
PART D: ADDITIONAL INFORMATION FOR INTERCONNECTORS (at synchronous peak)
31 | Simultaneous importable capacity |  | From | 1.363 | 1.363 | 1.363 | 1.363 | 1.363 | 1.363 | 1.231 | 1.231 | 1.231 | 1.231 | 1.231 | 1.231 | 1.231 | 1.131 | 1.231 | 1.231 | 1.331 | 1.331 | 1.531
32 | Simultaneous exportable capacity |  | To | 1.763 | 1.813 | 1.863 | 1.863 | 1.863 | 1.863 | 1.881 | 1.931 | 1.931 | 1.931 | 1.931 | 1.831 | 1.831 | 1.831 | 1.831 | 1.831 | 2.031 | 2.031 | 2.031
| The off-peak dates are related to Sunday of each week |  |  | 2019-12-01 | 2019-12-08 | 2019-12-15 | 2019-12-22 | 2019-12-29 | 2020-01-05 | 2020-01-12 | 2020-01-19 | 2020-01-26 | 2020-02-02 | 2020-02-09 | 2020-02-16 | 2020-02-23 | 2020-03-01 | 2020-03-08 | 2020-03-15 | 2020-03-22 | 2020-03-29 | 2020-04-05
| WEEK |  |  | 48 | 49 | 50 | 51 | 52 | 1 | 2 | 3 | 4 | 5 | 6 | 7 | 8 | 9 | 10 | 11 | 12 | 13 | 14
| Time (CET for winter, but CEST for last week of winter; CEST for summer) |  |  | 5:00 | 5:00 | 5:00 | 5:00 | 5:00 | 5:00 | 5:00 | 5:00 | 5:00 | 5:00 | 5:00 | 5:00 | 5:00 | 5:00 | 5:00 | 5:00 | 5:00 | 5:00 | 5:00
PART E: ADDITIONAL INFORMATION FOR NIGHT MIN DEMAND CONDITIONS
33 | Weekly Minimum Demand (overnight valley minimum) |  |  | 0.65 | 0.64 | 0.64 | 0.65 | 0.6 | 0.57 | 0.65 | 0.53 | 0.65 | 0.64 | 0.63 | 0.62 | 0.64 | 0.64 | 0.61 | 0.61 | 0.59 | 0.58 | 0.59
34 | Must Run Generation (excluding wind/run of river) |  |  | 0 | 0 | 0 | 0 | 0 | 0 | 0 | 0 | 0 | 0 | 0 | 0 | 0 | 0 | 0 | 0 | 0 | 0 | 0
35 | Run of river generation (Must Run) |  |  | 0 | 0 | 0 | 0 | 0 | 0 | 0 | 0 | 0 | 0 | 0 | 0 | 0 | 0 | 0 | 0 | 0 | 0 | 0
36 | Downward balancing reserves (FCR, FRR) |  |  | 0 | 0 | 0 | 0 | 0 | 0 | 0 | 0 | 0 | 0 | 0 | 0 | 0 | 0 | 0 | 0 | 0 | 0 | 0
37 | Pumping Storage Capacity available (Power) |  |  | 0 | 0 | 0 | 0 | 0 | 0 | 0 | 0 | 0 | 0 | 0 | 0 | 0 | 0 | 0 | 0 | 0 | 0 | 0
38a | Highest expected onshore wind generation running |  |  | 0.069838 | 0.069962 | 0.070007 | 0.069894 | 0.069989 | 0.070183 | 0.070202 | 0.070231 | 0.070212 | 0.070005 | 0.070028 | 0.069553 | 0.068873 | 0.069384 | 0.06859 | 0.067663 | 0.06275 | 0.061236 | 0.059397
38b | Highest expected offshore wind generation running |  |  | 0 | 0 | 0 | 0 | 0 | 0 | 0 | 0 | 0 | 0 | 0 | 0 | 0 | 0 | 0 | 0 | 0 | 0 | 0
39 | DOWNWARD REGULATION CAPABILITIES: 39 = (33+37)-(34+35+36+38a+38b)) |  |  | 0.58016 | 0.57004 | 0.56999 | 0.58011 | 0.53001 | 0.49982 | 0.5798 | 0.45977 | 0.57979 | 0.57 | 0.55997 | 0.55045 | 0.57113 | 0.57062 | 0.54141 | 0.54234 | 0.52725 | 0.51876 | 0.5306
PART Ebis: ADDITIONAL INFORMATION FOR INTERCONNECTORS
Transportable capacity at night minimum demand conditions (high wind conditions)
40 | Simultaneous importable capacity |  | From | 1.363 | 1.363 | 1.363 | 1.363 | 1.363 | 1.363 | 1.231 | 1.231 | 1.231 | 1.231 | 1.231 | 1.231 | 1.231 | 1.131 | 1.231 | 1.231 | 1.331 | 1.331 | 1.531
41 | Simultaneous exportable capacity |  | To | 1.763 | 1.813 | 1.863 | 1.863 | 1.863 | 1.863 | 1.881 | 1.931 | 1.931 | 1.931 | 1.931 | 1.831 | 1.831 | 1.831 | 1.831 | 1.831 | 2.031 | 2.031 | 2.031
| Time (CET for winter, but CEST for last week of winter; CEST for summer) |  |  | 11:00 | 11:00 | 11:00 | 11:00 | 11:00 | 11:00 | 11:00 | 11:00 | 11:00 | 11:00 | 11:00 | 11:00 | 11:00 | 11:00 | 11:00 | 11:00 | 11:00 | 11:00 | 11:00
PART F: ADDITIONAL INFORMATION FOR DAYTIME MIN DEMAND CONDITIONS
42 | Weekly Minimum Daytime Demand (Sunday low peak + solar) |  |  | 0.715 | 0.704 | 0.704 | 0.715 | 0.66 | 0.627 | 0.715 | 0.583 | 0.715 | 0.704 | 0.693 | 0.682 | 0.704 | 0.704 | 0.671 | 0.671 | 0.649 | 0.638 | 0.649
43 | Must Run Generation (excluding wind/PV/run of river) |  |  | 0 | 0 | 0 | 0 | 0 | 0 | 0 | 0 | 0 | 0 | 0 | 0 | 0 | 0 | 0 | 0 | 0 | 0 | 0
44 | Run of river generation (Must Run) |  |  | 0 | 0 | 0 | 0 | 0 | 0 | 0 | 0 | 0 | 0 | 0 | 0 | 0 | 0 | 0 | 0 | 0 | 0 | 0
45 | Downward balancing reserves (FCR, FRR) |  |  | 0 | 0 | 0 | 0 | 0 | 0 | 0 | 0 | 0 | 0 | 0 | 0 | 0 | 0 | 0 | 0 | 0 | 0 | 0
46 | Pumping Storage Capacity available (Power) |  |  | 0 | 0 | 0 | 0 | 0 | 0 | 0 | 0 | 0 | 0 | 0 | 0 | 0 | 0 | 0 | 0 | 0 | 0 | 0
47a | Highest expected onshore wind generation running |  |  | 0.070092 | 0.0701 | 0.07016 | 0.070038 | 0.07007 | 0.070184 | 0.07016 | 0.070189 | 0.070213 | 0.070046 | 0.070042 | 0.069864 | 0.069354 | 0.069628 | 0.06913 | 0.067761 | 0.063856 | 0.06559 | 0.06283
47b | Highest expected offshore wind generation running |  |  | 0 | 0 | 0 | 0 | 0 | 0 | 0 | 0 | 0 | 0 | 0 | 0 | 0 | 0 | 0 | 0 | 0 | 0 | 0
48 | Highest expected solar PV running |  |  | 0.00044751 | 0.00042915 | 0.00042261 | 0.00040671 | 0.00041034 | 0.0004176 | 0.00045078 | 0.00052366 | 0.00057466 | 0.00062712 | 0.0006987 | 0.00076368 | 0.00083961 | 0.00091874 | 0.00097367 | 0.0010427 | 0.0010897 | 0.0011449 | 0.0010575
49 | DOWNWARD REGULATION CAPABILITIES: 49 = (42+46)-(43+44+45+47a+47b+48a+48b) |  |  | 0.64446 | 0.63347 | 0.63342 | 0.64456 | 0.58952 | 0.5564 | 0.64439 | 0.51229 | 0.64421 | 0.63333 | 0.62226 | 0.61137 | 0.63381 | 0.63345 | 0.6009 | 0.6022 | 0.58405 | 0.57127 | 0.58511
PART Fbis: ADDITIONAL INFORMATION FOR INTERCONNECTORS
Transportable capacity at daytime minimum demand conditions (high wind and high solar conditions)
50 | Simultaneous importable capacity |  | From | 1.363 | 1.363 | 1.363 | 1.363 | 1.363 | 1.363 | 1.231 | 1.231 | 1.231 | 1.231 | 1.231 | 1.231 | 1.231 | 1.131 | 1.231 | 1.231 | 1.331 | 1.331 | 1.531
51 | Simultaneous exportable capacity |  | To | 1.763 | 1.813 | 1.863 | 1.863 | 1.863 | 1.863 | 1.881 | 1.931 | 1.931 | 1.931 | 1.931 | 1.831 | 1.831 | 1.831 | 1.831 | 1.831 | 2.031 | 2.031 | 2.031

## LU
Winter Outlook Report 2019/2020
| Power Data (all entries are assumed to be >0) |  |  |  |  | LU | [6 empty] | Heating if temperature below: | 19.2 |  |  |  | Cooling if temperature above: | 24.2
| (Net values in GW, at a synchronous time every week) |  |  |  |  | Luxembourg | [6 empty] | Heating saturation temperature: | -4 |  |  |  | Cooling saturation temperature: | not detected
[13 empty] | Temperature sensitivity in heating [MW/ ͦC] | -6 |  |  |  | Temperature sensitivity in cooling [MW/ ͦC] | 20.0939
| The peak dates are related to Wednesday of each week |  |  | 2019-11-27 | 2019-12-04 | 2019-12-11 | 2019-12-18 | 2019-12-24 | 2019-12-31 | 2020-01-08 | 2020-01-15 | 2020-01-22 | 2020-01-29 | 2020-02-05 | 2020-02-12 | 2020-02-19 | 2020-02-26 | 2020-03-04 | 2020-03-11 | 2020-03-18 | 2020-03-25 | 2020-04-01
| WEEK |  |  | 48 | 49 | 50 | 51 | 52 | 1 | 2 | 3 | 4 | 5 | 6 | 7 | 8 | 9 | 10 | 11 | 12 | 13 | 14
| Time (CET for winter, but CEST last week; CEST for summer) |  |  | 19:00 | 19:00 | 19:00 | 19:00 | 19:00 | 19:00 | 19:00 | 19:00 | 19:00 | 19:00 | 19:00 | 19:00 | 19:00 | 19:00 | 19:00 | 19:00 | 19:00 | 19:00 | 19:00
Line | PART A : INDIGENOUS NATIONAL GENERATION | Severe conditions Average Forced Outage Rate | Normal conditions Average Forced Outage Rate
Net generating capacity:
1 | Nuclear Power | 0% | 0% | 0 | 0 | 0 | 0 | 0 | 0 | 0 | 0 | 0 | 0 | 0 | 0 | 0 | 0 | 0 | 0 | 0 | 0 | 0
2 | Fossil Fuels |  |  | 0.12 | 0.12 | 0.12 | 0.12 | 0.12 | 0.12 | 0.12 | 0.12 | 0.12 | 0.12 | 0.12 | 0.12 | 0.12 | 0.12 | 0.12 | 0.12 | 0.12 | 0.12 | 0.12
2a | of which Lignite | 0% | 0% | 0 | 0 | 0 | 0 | 0 | 0 | 0 | 0 | 0 | 0 | 0 | 0 | 0 | 0 | 0 | 0 | 0 | 0 | 0
2b | of which Hard Coal | 0% | 0% | 0 | 0 | 0 | 0 | 0 | 0 | 0 | 0 | 0 | 0 | 0 | 0 | 0 | 0 | 0 | 0 | 0 | 0 | 0
2c | of which Gas | 7% | 7% | 0.12 | 0.12 | 0.12 | 0.12 | 0.12 | 0.12 | 0.12 | 0.12 | 0.12 | 0.12 | 0.12 | 0.12 | 0.12 | 0.12 | 0.12 | 0.12 | 0.12 | 0.12 | 0.12
2d | of which Oil | 0% | 0% | 0 | 0 | 0 | 0 | 0 | 0 | 0 | 0 | 0 | 0 | 0 | 0 | 0 | 0 | 0 | 0 | 0 | 0 | 0
2e | of which Oil Shale | 0% | 0% | 0 | 0 | 0 | 0 | 0 | 0 | 0 | 0 | 0 | 0 | 0 | 0 | 0 | 0 | 0 | 0 | 0 | 0 | 0
2f | of which Fossil Peat | 0% | 0% | 0 | 0 | 0 | 0 | 0 | 0 | 0 | 0 | 0 | 0 | 0 | 0 | 0 | 0 | 0 | 0 | 0 | 0 | 0
3 | Renewable Energy Sources (other than hydro) |  |  | 0.33 | 0.33 | 0.33 | 0.33 | 0.33 | 0.33 | 0.33 | 0.33 | 0.33 | 0.33 | 0.33 | 0.33 | 0.33 | 0.33 | 0.33 | 0.33 | 0.33 | 0.33 | 0.33
3a | of which onshore wind | 0% | 0% | 0.15 | 0.15 | 0.15 | 0.15 | 0.15 | 0.15 | 0.15 | 0.15 | 0.15 | 0.15 | 0.15 | 0.15 | 0.15 | 0.15 | 0.15 | 0.15 | 0.15 | 0.15 | 0.15
3b | of which offshore wind | 0% | 0% | 0 | 0 | 0 | 0 | 0 | 0 | 0 | 0 | 0 | 0 | 0 | 0 | 0 | 0 | 0 | 0 | 0 | 0 | 0
3c | of which Solar (PV) | 0% | 0% | 0.14 | 0.14 | 0.14 | 0.14 | 0.14 | 0.14 | 0.14 | 0.14 | 0.14 | 0.14 | 0.14 | 0.14 | 0.14 | 0.14 | 0.14 | 0.14 | 0.14 | 0.14 | 0.14
3d | of which Biomass | 0% | 0% | 0.04 | 0.04 | 0.04 | 0.04 | 0.04 | 0.04 | 0.04 | 0.04 | 0.04 | 0.04 | 0.04 | 0.04 | 0.04 | 0.04 | 0.04 | 0.04 | 0.04 | 0.04 | 0.04
3e | of which other RES (e.g. tidal, wave, geothermal, RES waste, CSP) | 0% | 0% | 0 | 0 | 0 | 0 | 0 | 0 | 0 | 0 | 0 | 0 | 0 | 0 | 0 | 0 | 0 | 0 | 0 | 0 | 0
4a | Hydro Run of River and Reservoir | 0% | 0% | 0.04 | 0.04 | 0.04 | 0.04 | 0.04 | 0.04 | 0.04 | 0.04 | 0.04 | 0.04 | 0.04 | 0.04 | 0.04 | 0.04 | 0.04 | 0.04 | 0.04 | 0.04 | 0.04
4b | Hydro pumping | 0% | 0% | 1.3 | 1.3 | 1.3 | 1.3 | 1.3 | 1.3 | 1.3 | 1.3 | 1.3 | 1.3 | 1.3 | 1.3 | 1.3 | 1.3 | 1.3 | 1.3 | 1.3 | 1.3 | 1.3
5 | Other non-RES (e.g. CHP non-renewable, waste non-renewable) | 0% | 0% | 0.02 | 0.02 | 0.02 | 0.02 | 0.02 | 0.02 | 0.02 | 0.02 | 0.02 | 0.02 | 0.02 | 0.02 | 0.02 | 0.02 | 0.02 | 0.02 | 0.02 | 0.02 | 0.02
6 | Total Net generating capacity (6 = 1+2+3+4a+4b+5) |  |  | 1.81 | 1.81 | 1.81 | 1.81 | 1.81 | 1.81 | 1.81 | 1.81 | 1.81 | 1.81 | 1.81 | 1.81 | 1.81 | 1.81 | 1.81 | 1.81 | 1.81 | 1.81 | 1.81
7 | Maintenance & Overhauls (planned outages) |  |  | 0.11 | 0.11 | 0.11 | 0.11 | 0.11 | 0.11 | 0.11 | 0.21 | 0.21 | 0.11 | 0.11 | 0.11 | 0.11 | 0.11 | 0.11 | 0.11 | 0.21 | 0.21 | 0.11
7a | Nuclear Power |  |  | 0 | 0 | 0 | 0 | 0 | 0 | 0 | 0 | 0 | 0 | 0 | 0 | 0 | 0 | 0 | 0 | 0 | 0 | 0
7b | Lignite |  |  | 0 | 0 | 0 | 0 | 0 | 0 | 0 | 0 | 0 | 0 | 0 | 0 | 0 | 0 | 0 | 0 | 0 | 0 | 0
7c | Hard Coal |  |  | 0 | 0 | 0 | 0 | 0 | 0 | 0 | 0 | 0 | 0 | 0 | 0 | 0 | 0 | 0 | 0 | 0 | 0 | 0
7d | Gas |  |  | 0.01 | 0.01 | 0.01 | 0.01 | 0.01 | 0.01 | 0.01 | 0.01 | 0.01 | 0.01 | 0.01 | 0.01 | 0.01 | 0.01 | 0.01 | 0.01 | 0.01 | 0.01 | 0.01
7e | Oil |  |  | 0 | 0 | 0 | 0 | 0 | 0 | 0 | 0 | 0 | 0 | 0 | 0 | 0 | 0 | 0 | 0 | 0 | 0 | 0
7f | Oil Shale |  |  | 0 | 0 | 0 | 0 | 0 | 0 | 0 | 0 | 0 | 0 | 0 | 0 | 0 | 0 | 0 | 0 | 0 | 0 | 0
7g | Fossil Peat |  |  | 0 | 0 | 0 | 0 | 0 | 0 | 0 | 0 | 0 | 0 | 0 | 0 | 0 | 0 | 0 | 0 | 0 | 0 | 0
7h | Onshore Wind |  |  | 0 | 0 | 0 | 0 | 0 | 0 | 0 | 0 | 0 | 0 | 0 | 0 | 0 | 0 | 0 | 0 | 0 | 0 | 0
7i | Offshore Wind |  |  | 0 | 0 | 0 | 0 | 0 | 0 | 0 | 0 | 0 | 0 | 0 | 0 | 0 | 0 | 0 | 0 | 0 | 0 | 0
7j | Solar (PV) |  |  | 0 | 0 | 0 | 0 | 0 | 0 | 0 | 0 | 0 | 0 | 0 | 0 | 0 | 0 | 0 | 0 | 0 | 0 | 0
7k | Biomass |  |  | 0 | 0 | 0 | 0 | 0 | 0 | 0 | 0 | 0 | 0 | 0 | 0 | 0 | 0 | 0 | 0 | 0 | 0 | 0
7l | other RES (apart from hydro, including tidal, wave, geothermal, waste renewable, CSP,…) |  |  | 0 | 0 | 0 | 0 | 0 | 0 | 0 | 0 | 0 | 0 | 0 | 0 | 0 | 0 | 0 | 0 | 0 | 0 | 0
7m | Hydro Run of River and Reservoir |  |  | 0 | 0 | 0 | 0 | 0 | 0 | 0 | 0 | 0 | 0 | 0 | 0 | 0 | 0 | 0 | 0 | 0 | 0 | 0
7n | Hydro pumping |  |  | 0.1 | 0.1 | 0.1 | 0.1 | 0.1 | 0.1 | 0.1 | 0.2 | 0.2 | 0.1 | 0.1 | 0.1 | 0.1 | 0.1 | 0.1 | 0.1 | 0.2 | 0.2 | 0.1
7o | Other non-RES (incl. not clearly identifiable energy sources) |  |  | 0 | 0 | 0 | 0 | 0 | 0 | 0 | 0 | 0 | 0 | 0 | 0 | 0 | 0 | 0 | 0 | 0 | 0 | 0
PART B : DATA FOR NORMAL CONDITIONS
8 | Non-usable capacity at reference point (all power stations including mothballed, authorization & technical & legal constraints, energy source unavailability etc. ) |  |  | 0.29263 | 0.29225 | 0.29014 | 0.28885 | 0.28927 | 0.29001 | 0.29098 | 0.28984 | 0.28845 | 0.27756 | 0.27801 | 0.27939 | 0.28042 | 0.28199 | 0.28157 | 0.28113 | 0.2792 | 0.28036 | 0.27052
8a | of which nuclear
8b | of which Lignite
8c | of which Hard Coal
8d | of which Gas |  |  | 0.01 | 0.01 | 0.01 | 0.01 | 0.02 | 0.02 | 0.02 | 0.02 | 0.02 | 0.01 | 0.01 | 0.01 | 0.01 | 0.01 | 0.01 | 0.01 | 0.01 | 0.01 | 0.01
8e | of which Oil
8f | of which Oil Shale
8g | of which Fossil Peat
8h | of which onshore wind |  |  | 0.12263 | 0.12225 | 0.12014 | 0.11885 | 0.11927 | 0.12001 | 0.12098 | 0.11984 | 0.11845 | 0.11756 | 0.11801 | 0.11939 | 0.12042 | 0.12202 | 0.12177 | 0.12173 | 0.12038 | 0.12234 | 0.1262
8i | of which offshore wind |  |  | 0 | 0 | 0 | 0 | 0 | 0 | 0 | 0 | 0 | 0 | 0 | 0 | 0 | 0 | 0 | 0 | 0 | 0 | 0
8j | of which Solar |  |  | 0.14 | 0.14 | 0.14 | 0.14 | 0.14 | 0.14 | 0.14 | 0.14 | 0.14 | 0.14 | 0.14 | 0.14 | 0.14 | 0.13998 | 0.1398 | 0.13939 | 0.13882 | 0.13802 | 0.12432
8k | of which Biomass
8l | of which other RES (apart from hydro)
8m | Hydro Run of River and Reservoir |  |  | 0.02 | 0.02 | 0.02 | 0.02 | 0.01 | 0.01 | 0.01 | 0.01 | 0.01 | 0.01 | 0.01 | 0.01 | 0.01 | 0.01 | 0.01 | 0.01 | 0.01 | 0.01 | 0.01
8n | Hydro pumping |  |  | 0 | 0 | 0 | 0 | 0 | 0 | 0 | 0 | 0 | 0 | 0 | 0 | 0 | 0 | 0 | 0 | 0 | 0 | 0
8o | of which other non-RES (incl. not clearly identifiable energy sources) |  |  | 0 | 0 | 0 | 0 | 0 | 0 | 0 | 0 | 0 | 0 | 0 | 0 | 0 | 0 | 0 | 0 | 0 | 0 | 0
9 | Available capacity (9 = 6 - (7 + 8)) |  |  | 1.4074 | 1.4077 | 1.4099 | 1.4112 | 1.4107 | 1.41 | 1.409 | 1.3102 | 1.3115 | 1.4224 | 1.422 | 1.4206 | 1.4196 | 1.418 | 1.4184 | 1.4189 | 1.3208 | 1.3196 | 1.4295
10 | Outages: average expected value (all power stations) |  |  | 0.007 | 0.007 | 0.007 | 0.007 | 0.0063 | 0.0063 | 0.0063 | 0.0063 | 0.0063 | 0.007 | 0.007 | 0.007 | 0.007 | 0.007 | 0.007 | 0.007 | 0.007 | 0.007 | 0.007
11 | System services reserve (one hour ahead of real time) |  |  | 0 | 0 | 0 | 0 | 0 | 0 | 0 | 0 | 0 | 0 | 0 | 0 | 0 | 0 | 0 | 0 | 0 | 0 | 0
12 | Reliably available capacity (12 = 9 - (10 + 11)) |  |  | 1.4004 | 1.4007 | 1.4029 | 1.4042 | 1.4044 | 1.4037 | 1.4027 | 1.3039 | 1.3052 | 1.4154 | 1.415 | 1.4136 | 1.4126 | 1.411 | 1.4114 | 1.4119 | 1.3138 | 1.3126 | 1.4225
13 | Demand at reference point in time |  |  | 0.95 | 0.96 | 0.96 | 0.96 | 0.92 | 0.92 | 0.96 | 0.96 | 0.97 | 0.96 | 0.96 | 0.96 | 0.95 | 0.95 | 0.95 | 0.96 | 0.96 | 0.95 | 0.95
13b | Population average daily (24h) temperature (degrees Celsius) |  |  | 3.7064 | 3.0079 | 2.5066 | 2.2452 | 2.2467 | 2.5549 | 1.4723 | 1.3225 | 1.308 | 1.4245 | 1.6663 | 2.0265 | 2.4972 | 3.0693 | 3.633 | 4.3668 | 5.1721 | 6.0372 | 6.9499
14a | Load reduction / demand side response available at reference point in time |  |  | 0 | 0 | 0 | 0 | 0 | 0 | 0 | 0 | 0 | 0 | 0 | 0 | 0 | 0 | 0 | 0 | 0 | 0 | 0
14b | Strategic reserves available at reference point in time |  |  | 0 | 0 | 0 | 0 | 0 | 0 | 0 | 0 | 0 | 0 | 0 | 0 | 0 | 0 | 0 | 0 | 0 | 0 | 0
15 | Net weekly load at reference point in time (15 = 13-14a) |  |  | 0.95 | 0.96 | 0.96 | 0.96 | 0.92 | 0.92 | 0.96 | 0.96 | 0.97 | 0.96 | 0.96 | 0.96 | 0.95 | 0.95 | 0.95 | 0.96 | 0.96 | 0.95 | 0.95
16 | Remaining capacity at reference point in time (16 = 12- 15) |  |  | 0.45037 | 0.44075 | 0.44286 | 0.44415 | 0.48443 | 0.48369 | 0.44272 | 0.34386 | 0.33525 | 0.45544 | 0.45499 | 0.45361 | 0.46258 | 0.46101 | 0.46143 | 0.45187 | 0.3538 | 0.36264 | 0.47248
B1 | Weekly peak load (unrestricted reference point in time) |  |  | 0.95 | 0.96 | 0.96 | 0.96 | 0.92 | 0.92 | 0.96 | 0.96 | 0.97 | 0.96 | 0.96 | 0.96 | 0.95 | 0.95 | 0.95 | 0.96 | 0.96 | 0.95 | 0.95
B2 | Daily hour of expected weekly peak load (CET for winter, but CEST for last week; CEST for summer) |  |  | 19:00 | 19:00 | 19:00 | 19:00 | 19:00 | 19:00 | 19:00 | 19:00 | 19:00 | 19:00 | 19:00 | 19:00 | 19:00 | 19:00 | 19:00 | 19:00 | 19:00 | 19:00 | 19:00
PART C : DATA FOR SEVERE CONDITIONS
17 | Non-usable capacity at reference point (all power stations including mothballed, authorization & technical & legal constraints, energy source unavailability etc. ) |  |  | 0.38998 | 0.38985 | 0.38964 | 0.38971 | 0.38963 | 0.38984 | 0.38994 | 0.38994 | 0.38997 | 0.38998 | 0.38995 | 0.38995 | 0.38998 | 0.38999 | 0.38999 | 0.38995 | 0.38973 | 0.38934 | 0.38411
17a | of which nuclear
17b | of which Lignite
17c | of which Hard Coal
17d | of which Gas |  |  | 0.04 | 0.04 | 0.04 | 0.04 | 0.04 | 0.04 | 0.04 | 0.04 | 0.04 | 0.04 | 0.04 | 0.04 | 0.04 | 0.04 | 0.04 | 0.04 | 0.04 | 0.04 | 0.04
17e | of which Oil
17f | of which Oil Shale
17g | of which Fossil Peat
17h | of which onshore wind |  |  | 0.14998 | 0.14985 | 0.14964 | 0.14971 | 0.14963 | 0.14984 | 0.14994 | 0.14994 | 0.14997 | 0.14998 | 0.14995 | 0.14995 | 0.14998 | 0.14999 | 0.14999 | 0.14998 | 0.14997 | 0.15 | 0.15
17i | of which offshore wind |  |  | 0 | 0 | 0 | 0 | 0 | 0 | 0 | 0 | 0 | 0 | 0 | 0 | 0 | 0 | 0 | 0 | 0 | 0 | 0
17j | of which Solar |  |  | 0.14 | 0.14 | 0.14 | 0.14 | 0.14 | 0.14 | 0.14 | 0.14 | 0.14 | 0.14 | 0.14 | 0.14 | 0.14 | 0.14 | 0.14 | 0.13997 | 0.13976 | 0.13934 | 0.13411
17k | of which Biomass |  |  | 0.02 | 0.02 | 0.02 | 0.02 | 0.02 | 0.02 | 0.02 | 0.02 | 0.02 | 0.02 | 0.02 | 0.02 | 0.02 | 0.02 | 0.02 | 0.02 | 0.02 | 0.02 | 0.02
17l | of which other RES (apart from hydro)
17m | Hydro Run of River and Reservoir |  |  | 0.03 | 0.03 | 0.03 | 0.03 | 0.03 | 0.03 | 0.03 | 0.03 | 0.03 | 0.03 | 0.03 | 0.03 | 0.03 | 0.03 | 0.03 | 0.03 | 0.03 | 0.03 | 0.03
17n | Hydro pumping |  |  | 0 | 0 | 0 | 0 | 0 | 0 | 0 | 0 | 0 | 0 | 0 | 0 | 0 | 0 | 0 | 0 | 0 | 0 | 0
17o | of which other non-RES (incl. not clearly identifiable energy sources) |  |  | 0.01 | 0.01 | 0.01 | 0.01 | 0.01 | 0.01 | 0.01 | 0.01 | 0.01 | 0.01 | 0.01 | 0.01 | 0.01 | 0.01 | 0.01 | 0.01 | 0.01 | 0.01 | 0.01
18 | Available capacity (18 = 6 - (7 + 17)) |  |  | 1.31 | 1.3102 | 1.3104 | 1.3103 | 1.3104 | 1.3102 | 1.3101 | 1.2101 | 1.21 | 1.31 | 1.3101 | 1.3101 | 1.31 | 1.31 | 1.31 | 1.3101 | 1.2103 | 1.2107 | 1.3159
19 | Outages: average expected value (all power stations) under SEVERE conditions |  |  | 0.0049 | 0.0049 | 0.0049 | 0.0049 | 0.0049 | 0.0049 | 0.0049 | 0.0049 | 0.0049 | 0.0049 | 0.0049 | 0.0049 | 0.0049 | 0.0049 | 0.0049 | 0.0049 | 0.0049 | 0.0049 | 0.0049
20 | System services reserve (one hour ahead of real time) under SEVERE conditions |  |  | 0 | 0 | 0 | 0 | 0 | 0 | 0 | 0 | 0 | 0 | 0 | 0 | 0 | 0 | 0 | 0 | 0 | 0 | 0
21 | Reliably available capacity under SEVERE conditions (21 = 18 - (19 + 20)) |  |  | 1.3051 | 1.3053 | 1.3055 | 1.3054 | 1.3055 | 1.3053 | 1.3052 | 1.2052 | 1.2051 | 1.3051 | 1.3052 | 1.3052 | 1.3051 | 1.3051 | 1.3051 | 1.3052 | 1.2054 | 1.2058 | 1.311
22 | Demand at reference point in time under SEVERE conditions (one in 20 year) |  |  | 0.98 | 0.98 | 0.98 | 0.98 | 0.98 | 0.98 | 0.98 | 0.98 | 0.98 | 0.98 | 0.98 | 0.98 | 0.98 | 0.98 | 0.98 | 0.98 | 0.98 | 0.98 | 0.98
23a | Load reduction / demand side response available at reference point in time under SEVERE conditions |  |  | 0 | 0 | 0 | 0 | 0 | 0 | 0 | 0 | 0 | 0 | 0 | 0 | 0 | 0 | 0 | 0 | 0 | 0 | 0
23b | Strategic reserves available at reference point in time under SEVERE conditions |  |  | 0 | 0 | 0 | 0 | 0 | 0 | 0 | 0 | 0 | 0 | 0 | 0 | 0 | 0 | 0 | 0 | 0 | 0 | 0
24 | Net weekly peak load for SEVERE conditions (24 = 22-23a) |  |  | 0.98 | 0.98 | 0.98 | 0.98 | 0.98 | 0.98 | 0.98 | 0.98 | 0.98 | 0.98 | 0.98 | 0.98 | 0.98 | 0.98 | 0.98 | 0.98 | 0.98 | 0.98 | 0.98
25 | Remaining capacity for SEVERE conditions (25 = 21-24) |  |  | 0.32512 | 0.32525 | 0.32546 | 0.32539 | 0.32547 | 0.32526 | 0.32516 | 0.22516 | 0.22513 | 0.32512 | 0.32515 | 0.32515 | 0.32512 | 0.32511 | 0.32511 | 0.32515 | 0.22537 | 0.22576 | 0.33099
C1 | Weekly peak load under SEVERE conditions (unrestricted reference point in time) |  |  | 0.98 | 0.98 | 0.98 | 0.98 | 0.96 | 0.96 | 0.98 | 0.98 | 0.98 | 0.98 | 0.98 | 0.98 | 0.98 | 0.98 | 0.98 | 0.98 | 0.98 | 0.98 | 0.98
C2 | Daily hour of expected weekly peak load (CET for winter, but CEST for last week; CEST for summer) |  |  | 19:00 | 19:00 | 19:00 | 19:00 | 19:00 | 19:00 | 19:00 | 19:00 | 19:00 | 19:00 | 19:00 | 19:00 | 19:00 | 19:00 | 19:00 | 19:00 | 19:00 | 19:00 | 19:00
PART D: ADDITIONAL INFORMATION FOR INTERCONNECTORS (at synchronous peak)
31 | Simultaneous importable capacity |  | From | 999 | 999 | 999 | 999 | 999 | 999 | 999 | 999 | 999 | 999 | 999 | 999 | 999 | 999 | 999 | 999 | 999 | 999 | 999
32 | Simultaneous exportable capacity |  | To | 999 | 999 | 999 | 999 | 999 | 999 | 999 | 999 | 999 | 999 | 999 | 999 | 999 | 999 | 999 | 999 | 999 | 999 | 999
| The off-peak dates are related to Sunday of each week |  |  | 2019-12-01 | 2019-12-08 | 2019-12-15 | 2019-12-22 | 2019-12-29 | 2020-01-05 | 2020-01-12 | 2020-01-19 | 2020-01-26 | 2020-02-02 | 2020-02-09 | 2020-02-16 | 2020-02-23 | 2020-03-01 | 2020-03-08 | 2020-03-15 | 2020-03-22 | 2020-03-29 | 2020-04-05
| WEEK |  |  | 48 | 49 | 50 | 51 | 52 | 1 | 2 | 3 | 4 | 5 | 6 | 7 | 8 | 9 | 10 | 11 | 12 | 13 | 14
| Time (CET for winter, but CEST for last week of winter; CEST for summer) |  |  | 5:00 | 5:00 | 5:00 | 5:00 | 5:00 | 5:00 | 5:00 | 5:00 | 5:00 | 5:00 | 5:00 | 5:00 | 5:00 | 5:00 | 5:00 | 5:00 | 5:00 | 5:00 | 5:00
PART E: ADDITIONAL INFORMATION FOR NIGHT MIN DEMAND CONDITIONS
33 | Weekly Minimum Demand (overnight valley minimum) |  |  | 0.69 | 0.69 | 0.65 | 0.65 | 0.65 | 0.69 | 0.69 | 0.69 | 0.69 | 0.72 | 0.72 | 0.72 | 0.74 | 0.74 | 0.74 | 0.74 | 0.74 | 0.74 | 0.74
34 | Must Run Generation (excluding wind/run of river) |  |  | 0.04 | 0.04 | 0.04 | 0.04 | 0.04 | 0.04 | 0.04 | 0.04 | 0.04 | 0.04 | 0.04 | 0.04 | 0.04 | 0.04 | 0.04 | 0.04 | 0.04 | 0.04 | 0.04
35 | Run of river generation (Must Run) |  |  | 0.01 | 0.01 | 0.01 | 0.01 | 0.01 | 0.01 | 0.01 | 0.01 | 0.01 | 0.01 | 0.01 | 0.01 | 0.01 | 0.01 | 0.01 | 0.01 | 0.01 | 0.01 | 0.01
36 | Downward balancing reserves (FCR, FRR) |  |  | 0 | 0 | 0 | 0 | 0 | 0 | 0 | 0 | 0 | 0 | 0 | 0 | 0 | 0 | 0 | 0 | 0 | 0 | 0
37 | Pumping Storage Capacity available (Power) |  |  | 0.83 | 0.83 | 0.83 | 0.83 | 0.83 | 0.83 | 0.83 | 0.76 | 0.76 | 0.83 | 0.83 | 0.83 | 0.83 | 0.83 | 0.83 | 0.83 | 0.76 | 0.76 | 0.83
38a | Highest expected onshore wind generation running |  |  | 0.13027 | 0.13598 | 0.1374 | 0.1408 | 0.14045 | 0.14057 | 0.14171 | 0.14151 | 0.142 | 0.14198 | 0.14161 | 0.14072 | 0.13903 | 0.13463 | 0.13159 | 0.12537 | 0.11954 | 0.11629 | 0.10812
38b | Highest expected offshore wind generation running |  |  | 0 | 0 | 0 | 0 | 0 | 0 | 0 | 0 | 0 | 0 | 0 | 0 | 0 | 0 | 0 | 0 | 0 | 0 | 0
39 | DOWNWARD REGULATION CAPABILITIES: 39 = (33+37)-(34+35+36+38a+38b)) |  |  | 1.3397 | 1.334 | 1.2926 | 1.2892 | 1.2896 | 1.3294 | 1.3283 | 1.2585 | 1.258 | 1.358 | 1.3584 | 1.3593 | 1.381 | 1.3854 | 1.3884 | 1.3946 | 1.3305 | 1.3337 | 1.4119
PART Ebis: ADDITIONAL INFORMATION FOR INTERCONNECTORS
Transportable capacity at night minimum demand conditions (high wind conditions)
40 | Simultaneous importable capacity |  | From | 999 | 999 | 999 | 999 | 999 | 999 | 999 | 999 | 999 | 999 | 999 | 999 | 999 | 999 | 999 | 999 | 999 | 999 | 999
41 | Simultaneous exportable capacity |  | To | 999 | 999 | 999 | 999 | 999 | 999 | 999 | 999 | 999 | 999 | 999 | 999 | 999 | 999 | 999 | 999 | 999 | 999 | 999
| Time (CET for winter, but CEST for last week of winter; CEST for summer) |  |  | 11:00 | 11:00 | 11:00 | 11:00 | 11:00 | 11:00 | 11:00 | 11:00 | 11:00 | 11:00 | 11:00 | 11:00 | 11:00 | 11:00 | 11:00 | 11:00 | 11:00 | 11:00 | 11:00
PART F: ADDITIONAL INFORMATION FOR DAYTIME MIN DEMAND CONDITIONS
42 | Weekly Minimum Daytime Demand (Sunday low peak + solar) |  |  | 0.73 | 0.73 | 0.69 | 0.69 | 0.69 | 0.73 | 0.73 | 0.73 | 0.73 | 0.76 | 0.76 | 0.76 | 0.78 | 0.78 | 0.78 | 0.78 | 0.78 | 0.78 | 0.78
43 | Must Run Generation (excluding wind/PV/run of river) |  |  | 0.04 | 0.04 | 0.04 | 0.04 | 0.04 | 0.04 | 0.04 | 0.04 | 0.04 | 0.04 | 0.04 | 0.04 | 0.04 | 0.04 | 0.04 | 0.04 | 0.04 | 0.04 | 0.04
44 | Run of river generation (Must Run) |  |  | 0.01 | 0.01 | 0.01 | 0.01 | 0.01 | 0.01 | 0.01 | 0.01 | 0.01 | 0.01 | 0.01 | 0.01 | 0.01 | 0.01 | 0.01 | 0.01 | 0.01 | 0.01 | 0.01
45 | Downward balancing reserves (FCR, FRR) |  |  | 0 | 0 | 0 | 0 | 0 | 0 | 0 | 0 | 0 | 0 | 0 | 0 | 0 | 0 | 0 | 0 | 0 | 0 | 0
46 | Pumping Storage Capacity available (Power) |  |  | 0.83 | 0.83 | 0.83 | 0.83 | 0.83 | 0.83 | 0.83 | 0.76 | 0.76 | 0.83 | 0.83 | 0.83 | 0.83 | 0.83 | 0.83 | 0.83 | 0.76 | 0.76 | 0.83
47a | Highest expected onshore wind generation running |  |  | 0.13072 | 0.13669 | 0.13839 | 0.14097 | 0.14119 | 0.14099 | 0.14131 | 0.14171 | 0.14185 | 0.14176 | 0.1417 | 0.14139 | 0.14031 | 0.1353 | 0.13256 | 0.12683 | 0.12449 | 0.12359 | 0.11468
47b | Highest expected offshore wind generation running |  |  | 0 | 0 | 0 | 0 | 0 | 0 | 0 | 0 | 0 | 0 | 0 | 0 | 0 | 0 | 0 | 0 | 0 | 0 | 0
48 | Highest expected solar PV running |  |  | 0.035351 | 0.033816 | 0.032022 | 0.030613 | 0.029998 | 0.030256 | 0.031027 | 0.034437 | 0.037356 | 0.041681 | 0.044231 | 0.046428 | 0.050659 | 0.053907 | 0.056668 | 0.059405 | 0.062009 | 0.064706 | 0.052827
49 | DOWNWARD REGULATION CAPABILITIES: 49 = (42+46)-(43+44+45+47a+47b+48a+48b) |  |  | 1.3439 | 1.3395 | 1.2996 | 1.2984 | 1.2988 | 1.3387 | 1.3377 | 1.2639 | 1.2608 | 1.3566 | 1.3541 | 1.3522 | 1.369 | 1.3708 | 1.3708 | 1.3738 | 1.3035 | 1.3017 | 1.3925
PART Fbis: ADDITIONAL INFORMATION FOR INTERCONNECTORS
Transportable capacity at daytime minimum demand conditions (high wind and high solar conditions)
50 | Simultaneous importable capacity |  | From | 999 | 999 | 999 | 999 | 999 | 999 | 999 | 999 | 999 | 999 | 999 | 999 | 999 | 999 | 999 | 999 | 999 | 999 | 999
51 | Simultaneous exportable capacity |  | To | 999 | 999 | 999 | 999 | 999 | 999 | 999 | 999 | 999 | 999 | 999 | 999 | 999 | 999 | 999 | 999 | 999 | 999 | 999

## LT
Winter Outlook Report 2019/2020
| Power Data (all entries are assumed to be >0) |  |  |  |  | LT | [6 empty] | Heating if temperature below: | 15.2712 |  |  |  | Cooling if temperature above: | 20.2712
| (Net values in GW, at a synchronous time every week) |  |  |  |  | Lithuania | [6 empty] | Heating saturation temperature: | -9 |  |  |  | Cooling saturation temperature: | not detected
[13 empty] | Temperature sensitivity in heating [MW/ ͦC] | -13 |  |  |  | Temperature sensitivity in cooling [MW/ ͦC] | 20.8018
| The peak dates are related to Wednesday of each week |  |  | 2019-11-27 | 2019-12-04 | 2019-12-11 | 2019-12-18 | 2019-12-24 | 2019-12-31 | 2020-01-08 | 2020-01-15 | 2020-01-22 | 2020-01-29 | 2020-02-05 | 2020-02-12 | 2020-02-19 | 2020-02-26 | 2020-03-04 | 2020-03-11 | 2020-03-18 | 2020-03-25 | 2020-04-01
| WEEK |  |  | 48 | 49 | 50 | 51 | 52 | 1 | 2 | 3 | 4 | 5 | 6 | 7 | 8 | 9 | 10 | 11 | 12 | 13 | 14
| Time (CET for winter, but CEST last week; CEST for summer) |  |  | 19:00 | 19:00 | 19:00 | 19:00 | 19:00 | 19:00 | 19:00 | 19:00 | 19:00 | 19:00 | 19:00 | 19:00 | 19:00 | 19:00 | 19:00 | 19:00 | 19:00 | 19:00 | 19:00
Line | PART A : INDIGENOUS NATIONAL GENERATION | Severe conditions Average Forced Outage Rate | Normal conditions Average Forced Outage Rate
Net generating capacity:
1 | Nuclear Power | 0% | 0% | 0 | 0 | 0 | 0 | 0 | 0 | 0 | 0 | 0 | 0 | 0 | 0 | 0 | 0 | 0 | 0 | 0 | 0 | 0
2 | Fossil Fuels |  |  | 1.7521 | 1.7521 | 1.7521 | 1.7521 | 1.7521 | 1.7521 | 1.7521 | 1.7521 | 1.7521 | 1.7521 | 1.7521 | 1.7521 | 1.7521 | 1.7521 | 1.7521 | 1.7521 | 1.7521 | 1.7521 | 1.7521
2a | of which Lignite | 0% | 0% | 0 | 0 | 0 | 0 | 0 | 0 | 0 | 0 | 0 | 0 | 0 | 0 | 0 | 0 | 0 | 0 | 0 | 0 | 0
2b | of which Hard Coal | 0% | 0% | 0 | 0 | 0 | 0 | 0 | 0 | 0 | 0 | 0 | 0 | 0 | 0 | 0 | 0 | 0 | 0 | 0 | 0 | 0
2c | of which Gas | 0.21% | 0.185% | 1.7521 | 1.7521 | 1.7521 | 1.7521 | 1.7521 | 1.7521 | 1.7521 | 1.7521 | 1.7521 | 1.7521 | 1.7521 | 1.7521 | 1.7521 | 1.7521 | 1.7521 | 1.7521 | 1.7521 | 1.7521 | 1.7521
2d | of which Oil | 0% | 0% | 0 | 0 | 0 | 0 | 0 | 0 | 0 | 0 | 0 | 0 | 0 | 0 | 0 | 0 | 0 | 0 | 0 | 0 | 0
2e | of which Oil Shale | 0% | 0% | 0 | 0 | 0 | 0 | 0 | 0 | 0 | 0 | 0 | 0 | 0 | 0 | 0 | 0 | 0 | 0 | 0 | 0 | 0
2f | of which Fossil Peat | 0% | 0% | 0 | 0 | 0 | 0 | 0 | 0 | 0 | 0 | 0 | 0 | 0 | 0 | 0 | 0 | 0 | 0 | 0 | 0 | 0
3 | Renewable Energy Sources (other than hydro) |  |  | 0.71146 | 0.71146 | 0.71146 | 0.71146 | 0.71146 | 0.71146 | 0.71146 | 0.71146 | 0.71146 | 0.71146 | 0.71146 | 0.71146 | 0.71146 | 0.71146 | 0.71146 | 0.71146 | 0.71146 | 0.71146 | 0.71146
3a | of which onshore wind | 6.9% | 6.265% | 0.53264 | 0.53264 | 0.53264 | 0.53264 | 0.53264 | 0.53264 | 0.53264 | 0.53264 | 0.53264 | 0.53264 | 0.53264 | 0.53264 | 0.53264 | 0.53264 | 0.53264 | 0.53264 | 0.53264 | 0.53264 | 0.53264
3b | of which offshore wind | 0% | 0% | 0 | 0 | 0 | 0 | 0 | 0 | 0 | 0 | 0 | 0 | 0 | 0 | 0 | 0 | 0 | 0 | 0 | 0 | 0
3c | of which Solar (PV) | 0% | 0% | 0.092432 | 0.092432 | 0.092432 | 0.092432 | 0.092432 | 0.092432 | 0.092432 | 0.092432 | 0.092432 | 0.092432 | 0.092432 | 0.092432 | 0.092432 | 0.092432 | 0.092432 | 0.092432 | 0.092432 | 0.092432 | 0.092432
3d | of which Biomass | 0.01% | 0.001% | 0.086388 | 0.086388 | 0.086388 | 0.086388 | 0.086388 | 0.086388 | 0.086388 | 0.086388 | 0.086388 | 0.086388 | 0.086388 | 0.086388 | 0.086388 | 0.086388 | 0.086388 | 0.086388 | 0.086388 | 0.086388 | 0.086388
3e | of which other RES (e.g. tidal, wave, geothermal, RES waste, CSP) | 0% | 0% | 0 | 0 | 0 | 0 | 0 | 0 | 0 | 0 | 0 | 0 | 0 | 0 | 0 | 0 | 0 | 0 | 0 | 0 | 0
4a | Hydro Run of River and Reservoir | 0.001% | 0.001% | 0.1285 | 0.1285 | 0.1285 | 0.1285 | 0.1285 | 0.1285 | 0.1285 | 0.1285 | 0.1285 | 0.1285 | 0.1285 | 0.1285 | 0.1285 | 0.1285 | 0.1285 | 0.1285 | 0.1285 | 0.1285 | 0.1285
4b | Hydro pumping | 0.01% | 0.002% | 0.9 | 0.9 | 0.9 | 0.9 | 0.9 | 0.9 | 0.9 | 0.9 | 0.9 | 0.9 | 0.9 | 0.9 | 0.9 | 0.9 | 0.9 | 0.9 | 0.9 | 0.9 | 0.9
5 | Other non-RES (e.g. CHP non-renewable, waste non-renewable) | 0.26% | 0.231% | 0.057452 | 0.057452 | 0.057452 | 0.057452 | 0.057452 | 0.057452 | 0.057452 | 0.057452 | 0.057452 | 0.057452 | 0.057452 | 0.057452 | 0.057452 | 0.057452 | 0.057452 | 0.057452 | 0.057452 | 0.057452 | 0.057452
6 | Total Net generating capacity (6 = 1+2+3+4a+4b+5) |  |  | 3.5495 | 3.5495 | 3.5495 | 3.5495 | 3.5495 | 3.5495 | 3.5495 | 3.5495 | 3.5495 | 3.5495 | 3.5495 | 3.5495 | 3.5495 | 3.5495 | 3.5495 | 3.5495 | 3.5495 | 3.5495 | 3.5495
7 | Maintenance & Overhauls (planned outages) |  |  | 0 | 0 | 0 | 0 | 0 | 0 | 0 | 0.0492 | 0.0246 | 0.0492 | 0.0246 | 0 | 0 | 0 | 0 | 0 | 0 | 0.225 | 0
7a | Nuclear Power |  |  | 0 | 0 | 0 | 0 | 0 | 0 | 0 | 0 | 0 | 0 | 0 | 0 | 0 | 0 | 0 | 0 | 0 | 0 | 0
7b | Lignite |  |  | 0 | 0 | 0 | 0 | 0 | 0 | 0 | 0 | 0 | 0 | 0 | 0 | 0 | 0 | 0 | 0 | 0 | 0 | 0
7c | Hard Coal |  |  | 0 | 0 | 0 | 0 | 0 | 0 | 0 | 0 | 0 | 0 | 0 | 0 | 0 | 0 | 0 | 0 | 0 | 0 | 0
7d | Gas |  |  | 0 | 0 | 0 | 0 | 0 | 0 | 0 | 0 | 0 | 0 | 0 | 0 | 0 | 0 | 0 | 0 | 0 | 0 | 0
7e | Oil |  |  | 0 | 0 | 0 | 0 | 0 | 0 | 0 | 0 | 0 | 0 | 0 | 0 | 0 | 0 | 0 | 0 | 0 | 0 | 0
7f | Oil Shale |  |  | 0 | 0 | 0 | 0 | 0 | 0 | 0 | 0 | 0 | 0 | 0 | 0 | 0 | 0 | 0 | 0 | 0 | 0 | 0
7g | Fossil Peat |  |  | 0 | 0 | 0 | 0 | 0 | 0 | 0 | 0 | 0 | 0 | 0 | 0 | 0 | 0 | 0 | 0 | 0 | 0 | 0
7h | Onshore Wind |  |  | 0 | 0 | 0 | 0 | 0 | 0 | 0 | 0 | 0 | 0 | 0 | 0 | 0 | 0 | 0 | 0 | 0 | 0 | 0
7i | Offshore Wind |  |  | 0 | 0 | 0 | 0 | 0 | 0 | 0 | 0 | 0 | 0 | 0 | 0 | 0 | 0 | 0 | 0 | 0 | 0 | 0
7j | Solar (PV) |  |  | 0 | 0 | 0 | 0 | 0 | 0 | 0 | 0 | 0 | 0 | 0 | 0 | 0 | 0 | 0 | 0 | 0 | 0 | 0
7k | Biomass |  |  | 0 | 0 | 0 | 0 | 0 | 0 | 0 | 0 | 0 | 0 | 0 | 0 | 0 | 0 | 0 | 0 | 0 | 0 | 0
7l | other RES (apart from hydro, including tidal, wave, geothermal, waste renewable, CSP,…) |  |  | 0 | 0 | 0 | 0 | 0 | 0 | 0 | 0 | 0 | 0 | 0 | 0 | 0 | 0 | 0 | 0 | 0 | 0 | 0
7m | Hydro Run of River and Reservoir |  |  | 0 | 0 | 0 | 0 | 0 | 0 | 0 | 0.0492 | 0.0246 | 0.0492 | 0.0246 | 0 | 0 | 0 | 0 | 0 | 0 | 0 | 0
7n | Hydro pumping |  |  | 0 | 0 | 0 | 0 | 0 | 0 | 0 | 0 | 0 | 0 | 0 | 0 | 0 | 0 | 0 | 0 | 0 | 0.225 | 0
7o | Other non-RES (incl. not clearly identifiable energy sources) |  |  | 0 | 0 | 0 | 0 | 0 | 0 | 0 | 0 | 0 | 0 | 0 | 0 | 0 | 0 | 0 | 0 | 0 | 0 | 0
PART B : DATA FOR NORMAL CONDITIONS
8 | Non-usable capacity at reference point (all power stations including mothballed, authorization & technical & legal constraints, energy source unavailability etc. ) |  |  | 1.2488 | 1.2441 | 1.236 | 1.2372 | 1.2261 | 1.2235 | 1.2301 | 1.195 | 1.2169 | 1.2117 | 1.2258 | 1.248 | 1.2613 | 1.2564 | 1.2533 | 1.2659 | 1.2675 | 1.2754 | 1.285
8a | of which nuclear |  |  | 0 | 0 | 0 | 0 | 0 | 0 | 0 | 0 | 0 | 0 | 0 | 0 | 0 | 0 | 0 | 0 | 0 | 0 | 0
8b | of which Lignite |  |  | 0 | 0 | 0 | 0 | 0 | 0 | 0 | 0 | 0 | 0 | 0 | 0 | 0 | 0 | 0 | 0 | 0 | 0 | 0
8c | of which Hard Coal |  |  | 0 | 0 | 0 | 0 | 0 | 0 | 0 | 0 | 0 | 0 | 0 | 0 | 0 | 0 | 0 | 0 | 0 | 0 | 0
8d | of which Gas |  |  | 0.662 | 0.662 | 0.662 | 0.662 | 0.662 | 0.662 | 0.662 | 0.662 | 0.662 | 0.662 | 0.662 | 0.662 | 0.662 | 0.662 | 0.662 | 0.662 | 0.662 | 0.662 | 0.662
8e | of which Oil |  |  | 0 | 0 | 0 | 0 | 0 | 0 | 0 | 0 | 0 | 0 | 0 | 0 | 0 | 0 | 0 | 0 | 0 | 0 | 0
8f | of which Oil Shale |  |  | 0 | 0 | 0 | 0 | 0 | 0 | 0 | 0 | 0 | 0 | 0 | 0 | 0 | 0 | 0 | 0 | 0 | 0 | 0
8g | of which Fossil Peat |  |  | 0 | 0 | 0 | 0 | 0 | 0 | 0 | 0 | 0 | 0 | 0 | 0 | 0 | 0 | 0 | 0 | 0 | 0 | 0
8h | of which onshore wind |  |  | 0.41802 | 0.41328 | 0.40525 | 0.40647 | 0.39534 | 0.39268 | 0.39934 | 0.39323 | 0.40061 | 0.4099 | 0.40953 | 0.41721 | 0.43054 | 0.42563 | 0.4225 | 0.43511 | 0.43677 | 0.4446 | 0.45588
8i | of which offshore wind |  |  | 0 | 0 | 0 | 0 | 0 | 0 | 0 | 0 | 0 | 0 | 0 | 0 | 0 | 0 | 0 | 0 | 0 | 0 | 0
8j | of which Solar |  |  | 0.092432 | 0.092432 | 0.092432 | 0.092432 | 0.092432 | 0.092432 | 0.092432 | 0.092432 | 0.092432 | 0.092432 | 0.092432 | 0.092432 | 0.092432 | 0.092432 | 0.092432 | 0.092432 | 0.092432 | 0.092432 | 0.090797
8k | of which Biomass |  |  | 0 | 0 | 0 | 0 | 0 | 0 | 0 | 0 | 0 | 0 | 0 | 0 | 0 | 0 | 0 | 0 | 0 | 0 | 0
8l | of which other RES (apart from hydro) |  |  | 0 | 0 | 0 | 0 | 0 | 0 | 0 | 0 | 0 | 0 | 0 | 0 | 0 | 0 | 0 | 0 | 0 | 0 | 0
8m | Hydro Run of River and Reservoir |  |  | 0.076341 | 0.076341 | 0.076341 | 0.076341 | 0.076341 | 0.076341 | 0.076341 | 0.04737 | 0.061856 | 0.04737 | 0.061856 | 0.076341 | 0.076341 | 0.076341 | 0.076341 | 0.076341 | 0.076341 | 0.076341 | 0.076341
8n | Hydro pumping |  |  | 0 | 0 | 0 | 0 | 0 | 0 | 0 | 0 | 0 | 0 | 0 | 0 | 0 | 0 | 0 | 0 | 0 | 0 | 0
8o | of which other non-RES (incl. not clearly identifiable energy sources) |  |  | 0 | 0 | 0 | 0 | 0 | 0 | 0 | 0 | 0 | 0 | 0 | 0 | 0 | 0 | 0 | 0 | 0 | 0 | 0
9 | Available capacity (9 = 6 - (7 + 8)) |  |  | 2.3008 | 2.3055 | 2.3135 | 2.3123 | 2.3234 | 2.3261 | 2.3194 | 2.3053 | 2.3081 | 2.2886 | 2.2991 | 2.3016 | 2.2882 | 2.2931 | 2.2963 | 2.2837 | 2.282 | 2.0492 | 2.2645
10 | Outages: average expected value (all power stations) |  |  | 0.0093497 | 0.0096467 | 0.01015 | 0.010074 | 0.010771 | 0.010937 | 0.01052 | 0.010903 | 0.010441 | 0.0098584 | 0.0098815 | 0.0094005 | 0.0085654 | 0.0088733 | 0.0090694 | 0.0082795 | 0.008175 | 0.0076802 | 0.006978
11 | System services reserve (one hour ahead of real time) |  |  | 0.92 | 0.92 | 0.92 | 0.92 | 0.92 | 0.92 | 0.875 | 0.875 | 0.875 | 0.875 | 0.875 | 0.875 | 0.875 | 0.875 | 0.875 | 0.875 | 0.875 | 0.875 | 0.875
12 | Reliably available capacity (12 = 9 - (10 + 11)) |  |  | 1.3714 | 1.3758 | 1.3834 | 1.3822 | 1.3927 | 1.3952 | 1.4339 | 1.4194 | 1.4226 | 1.4038 | 1.4142 | 1.4172 | 1.4047 | 1.4093 | 1.4122 | 1.4004 | 1.3988 | 1.1665 | 1.3826
13 | Demand at reference point in time |  |  | 1.8416 | 1.854 | 1.8509 | 1.8768 | 1.7881 | 1.9343 | 1.9488 | 1.9354 | 1.8662 | 1.8756 | 1.8487 | 1.8458 | 1.8921 | 1.8571 | 1.7726 | 1.7907 | 1.7371 | 1.7341 | 1.5087
13b | Population average daily (24h) temperature (degrees Celsius) |  |  | -0.48697 | -1.4131 | -2.2094 | -2.8599 | -3.2901 | -3.6318 | -3.7905 | -4.5086 | -4.8827 | -4.9422 | -4.7169 | -4.2369 | -3.5323 | -2.6332 | -1.7302 | -0.54811 | 0.74525 | 2.1221 | 3.5558
14a | Load reduction / demand side response available at reference point in time |  |  | 0 | 0 | 0 | 0 | 0 | 0 | 0 | 0 | 0 | 0 | 0 | 0 | 0 | 0 | 0 | 0 | 0 | 0 | 0
14b | Strategic reserves available at reference point in time |  |  | 0 | 0 | 0 | 0 | 0 | 0 | 0 | 0 | 0 | 0 | 0 | 0 | 0 | 0 | 0 | 0 | 0 | 0 | 0
15 | Net weekly load at reference point in time (15 = 13-14a) |  |  | 1.8416 | 1.854 | 1.8509 | 1.8768 | 1.7881 | 1.9343 | 1.9488 | 1.9354 | 1.8662 | 1.8756 | 1.8487 | 1.8458 | 1.8921 | 1.8571 | 1.7726 | 1.7907 | 1.7371 | 1.7341 | 1.5087
16 | Remaining capacity at reference point in time (16 = 12- 15) |  |  | -0.47024 | -0.47815 | -0.46754 | -0.49455 | -0.39542 | -0.53919 | -0.51485 | -0.51595 | -0.44364 | -0.47184 | -0.43443 | -0.4286 | -0.48744 | -0.44782 | -0.36042 | -0.39026 | -0.33827 | -0.56761 | -0.12614
B1 | Weekly peak load (unrestricted reference point in time) |  |  | 1.9974 | 1.9828 | 1.9735 | 2.0063 | 1.8828 | 2.0662 | 2.063 | 2.0384 | 2.0932 | 2.0064 | 1.9556 | 1.9642 | 1.9416 | 1.9477 | 1.8509 | 1.8223 | 1.821 | 1.7821 | 1.7161
B2 | Daily hour of expected weekly peak load (CET for winter, but CEST for last week; CEST for summer) |  |  | 17:00 | 17:00 | 17:00 | 17:00 | 18:00 | 18:00 | 18:00 | 18:00 | 10:00 | 11:00 | 11:00 | 12:00 | 10:00 | 10:00 | 11:00 | 11:00 | 11:00 | 10:00 | 10:00
PART C : DATA FOR SEVERE CONDITIONS
17 | Non-usable capacity at reference point (all power stations including mothballed, authorization & technical & legal constraints, energy source unavailability etc. ) |  |  | 1.3591 | 1.3576 | 1.3571 | 1.3578 | 1.3582 | 1.3589 | 1.3606 | 1.3315 | 1.345 | 1.3317 | 1.3463 | 1.3619 | 1.3623 | 1.3619 | 1.3615 | 1.3613 | 1.3605 | 1.3613 | 1.3617
17a | of which nuclear |  |  | 0 | 0 | 0 | 0 | 0 | 0 | 0 | 0 | 0 | 0 | 0 | 0 | 0 | 0 | 0 | 0 | 0 | 0 | 0
17b | of which Lignite |  |  | 0 | 0 | 0 | 0 | 0 | 0 | 0 | 0 | 0 | 0 | 0 | 0 | 0 | 0 | 0 | 0 | 0 | 0 | 0
17c | of which Hard Coal |  |  | 0 | 0 | 0 | 0 | 0 | 0 | 0 | 0 | 0 | 0 | 0 | 0 | 0 | 0 | 0 | 0 | 0 | 0 | 0
17d | of which Gas |  |  | 0.662 | 0.662 | 0.662 | 0.662 | 0.662 | 0.662 | 0.662 | 0.662 | 0.662 | 0.662 | 0.662 | 0.662 | 0.662 | 0.662 | 0.662 | 0.662 | 0.662 | 0.662 | 0.662
17e | of which Oil |  |  | 0 | 0 | 0 | 0 | 0 | 0 | 0 | 0 | 0 | 0 | 0 | 0 | 0 | 0 | 0 | 0 | 0 | 0 | 0
17f | of which Oil Shale |  |  | 0 | 0 | 0 | 0 | 0 | 0 | 0 | 0 | 0 | 0 | 0 | 0 | 0 | 0 | 0 | 0 | 0 | 0 | 0
17g | of which Fossil Peat |  |  | 0 | 0 | 0 | 0 | 0 | 0 | 0 | 0 | 0 | 0 | 0 | 0 | 0 | 0 | 0 | 0 | 0 | 0 | 0
17h | of which onshore wind |  |  | 0.52757 | 0.52604 | 0.52556 | 0.52626 | 0.52666 | 0.5274 | 0.52903 | 0.52926 | 0.52807 | 0.52944 | 0.52939 | 0.53039 | 0.53077 | 0.53033 | 0.52993 | 0.52972 | 0.529 | 0.52972 | 0.53058
17i | of which offshore wind |  |  | 0 | 0 | 0 | 0 | 0 | 0 | 0 | 0 | 0 | 0 | 0 | 0 | 0 | 0 | 0 | 0 | 0 | 0 | 0
17j | of which Solar |  |  | 0.092432 | 0.092432 | 0.092432 | 0.092432 | 0.092432 | 0.092432 | 0.092432 | 0.092432 | 0.092432 | 0.092432 | 0.092432 | 0.092432 | 0.092432 | 0.092432 | 0.092432 | 0.092432 | 0.092432 | 0.092432 | 0.091978
17k | of which Biomass |  |  | 0 | 0 | 0 | 0 | 0 | 0 | 0 | 0 | 0 | 0 | 0 | 0 | 0 | 0 | 0 | 0 | 0 | 0 | 0
17l | of which other RES (apart from hydro) |  |  | 0 | 0 | 0 | 0 | 0 | 0 | 0 | 0 | 0 | 0 | 0 | 0 | 0 | 0 | 0 | 0 | 0 | 0 | 0
17m | Hydro Run of River and Reservoir |  |  | 0.077104 | 0.077104 | 0.077104 | 0.077104 | 0.077104 | 0.077104 | 0.077104 | 0.047844 | 0.062475 | 0.047844 | 0.062475 | 0.077104 | 0.077104 | 0.077104 | 0.077104 | 0.077104 | 0.077104 | 0.077104 | 0.077104
17n | Hydro pumping |  |  | 0 | 0 | 0 | 0 | 0 | 0 | 0 | 0 | 0 | 0 | 0 | 0 | 0 | 0 | 0 | 0 | 0 | 0 | 0
17o | of which other non-RES (incl. not clearly identifiable energy sources) |  |  | 0 | 0 | 0 | 0 | 0 | 0 | 0 | 0 | 0 | 0 | 0 | 0 | 0 | 0 | 0 | 0 | 0 | 0 | 0
18 | Available capacity (18 = 6 - (7 + 17)) |  |  | 2.1904 | 2.192 | 2.1925 | 2.1917 | 2.1914 | 2.1906 | 2.189 | 2.1688 | 2.18 | 2.1686 | 2.1786 | 2.1876 | 2.1872 | 2.1877 | 2.1881 | 2.1883 | 2.189 | 1.9633 | 2.1879
19 | Outages: average expected value (all power stations) under SEVERE conditions |  |  | 0.002888 | 0.0029936 | 0.0030267 | 0.0029779 | 0.0029505 | 0.0028998 | 0.0027871 | 0.0027707 | 0.0028534 | 0.0027584 | 0.0027619 | 0.002693 | 0.0026669 | 0.0026973 | 0.0027247 | 0.0027398 | 0.0027891 | 0.0027172 | 0.0026803
20 | System services reserve (one hour ahead of real time) under SEVERE conditions |  |  | 0.92 | 0.92 | 0.92 | 0.92 | 0.92 | 0.92 | 0.875 | 0.875 | 0.875 | 0.875 | 0.875 | 0.875 | 0.875 | 0.875 | 0.875 | 0.875 | 0.875 | 0.875 | 0.875
21 | Reliably available capacity under SEVERE conditions (21 = 18 - (19 + 20)) |  |  | 1.2676 | 1.269 | 1.2694 | 1.2688 | 1.2684 | 1.2677 | 1.3112 | 1.291 | 1.3021 | 1.2909 | 1.3009 | 1.3099 | 1.3096 | 1.31 | 1.3104 | 1.3106 | 1.3112 | 1.0856 | 1.3102
22 | Demand at reference point in time under SEVERE conditions (one in 20 year) |  |  | 1.9337 | 1.9467 | 1.9435 | 1.9706 | 1.8775 | 2.0311 | 2.0462 | 2.0321 | 1.9596 | 1.9694 | 1.9411 | 1.938 | 1.9867 | 1.9499 | 1.8613 | 1.8802 | 1.824 | 1.8208 | 1.5841
23a | Load reduction / demand side response available at reference point in time under SEVERE conditions |  |  | 0 | 0 | 0 | 0 | 0 | 0 | 0 | 0 | 0 | 0 | 0 | 0 | 0 | 0 | 0 | 0 | 0 | 0 | 0
23b | Strategic reserves available at reference point in time under SEVERE conditions |  |  | 0 | 0 | 0 | 0 | 0 | 0 | 0 | 0 | 0 | 0 | 0 | 0 | 0 | 0 | 0 | 0 | 0 | 0 | 0
24 | Net weekly peak load for SEVERE conditions (24 = 22-23a) |  |  | 1.9337 | 1.9467 | 1.9435 | 1.9706 | 1.8775 | 2.0311 | 2.0462 | 2.0321 | 1.9596 | 1.9694 | 1.9411 | 1.938 | 1.9867 | 1.9499 | 1.8613 | 1.8802 | 1.824 | 1.8208 | 1.5841
25 | Remaining capacity for SEVERE conditions (25 = 21-24) |  |  | -0.66616 | -0.67772 | -0.67403 | -0.70185 | -0.60908 | -0.76334 | -0.735 | -0.7411 | -0.65744 | -0.67854 | -0.64023 | -0.62812 | -0.67714 | -0.63996 | -0.55091 | -0.56963 | -0.51273 | -0.73523 | -0.27392
C1 | Weekly peak load under SEVERE conditions (unrestricted reference point in time) |  |  | 2.0973 | 2.0819 | 2.0722 | 2.1066 | 1.977 | 2.1695 | 2.1662 | 2.1403 | 2.1979 | 2.1068 | 2.0534 | 2.0624 | 2.0386 | 2.0451 | 1.9435 | 1.9134 | 1.9121 | 1.8712 | 1.8019
C2 | Daily hour of expected weekly peak load (CET for winter, but CEST for last week; CEST for summer) |  |  | 17:00 | 17:00 | 17:00 | 17:00 | 18:00 | 18:00 | 18:00 | 18:00 | 10:00 | 11:00 | 11:00 | 12:00 | 10:00 | 10:00 | 11:00 | 11:00 | 11:00 | 10:00 | 10:00
PART D: ADDITIONAL INFORMATION FOR INTERCONNECTORS (at synchronous peak)
31 | Simultaneous importable capacity |  | From | 2.989 | 3.34 | 3.381 | 3.37 | 3.41 | 3.484 | 2.733 | 2.748 | 2.71 | 2.748 | 2.667 | 2.626 | 2.666 | 2.7 | 2.729 | 2.665 | 2.615 | 2.721 | 2.758
32 | Simultaneous exportable capacity |  | To | 3.554 | 3.554 | 3.554 | 3.554 | 3.814 | 3.814 | 3.914 | 3.914 | 3.914 | 3.914 | 3.914 | 3.914 | 3.914 | 3.914 | 3.914 | 3.914 | 3.914 | 3.914 | 3.914
| The off-peak dates are related to Sunday of each week |  |  | 2019-12-01 | 2019-12-08 | 2019-12-15 | 2019-12-22 | 2019-12-29 | 2020-01-05 | 2020-01-12 | 2020-01-19 | 2020-01-26 | 2020-02-02 | 2020-02-09 | 2020-02-16 | 2020-02-23 | 2020-03-01 | 2020-03-08 | 2020-03-15 | 2020-03-22 | 2020-03-29 | 2020-04-05
| WEEK |  |  | 48 | 49 | 50 | 51 | 52 | 1 | 2 | 3 | 4 | 5 | 6 | 7 | 8 | 9 | 10 | 11 | 12 | 13 | 14
| Time (CET for winter, but CEST for last week of winter; CEST for summer) |  |  | 5:00 | 5:00 | 5:00 | 5:00 | 5:00 | 5:00 | 5:00 | 5:00 | 5:00 | 5:00 | 5:00 | 5:00 | 5:00 | 5:00 | 5:00 | 5:00 | 5:00 | 5:00 | 5:00
PART E: ADDITIONAL INFORMATION FOR NIGHT MIN DEMAND CONDITIONS
33 | Weekly Minimum Demand (overnight valley minimum) |  |  | 1.167 | 1.167 | 1.1907 | 1.0825 | 1.1057 | 1.2234 | 1.2469 | 1.2299 | 1.1752 | 1.2 | 1.166 | 1.0972 | 1.2267 | 1.1145 | 1.1587 | 1.0918 | 1.0784 | 1.0852 | 1.0781
34 | Must Run Generation (excluding wind/run of river) |  |  | 0.03801 | 0.034728 | 0.038246 | 0.037372 | 0.037113 | 0.077494 | 0.076097 | 0.076633 | 0.074226 | 0.07688 | 0.080747 | 0.083509 | 0.079359 | 0.081214 | 0.07044 | 0.079788 | 0.080256 | 0.087668 | 0.089941
35 | Run of river generation (Must Run) |  |  | 0.023932 | 0.025332 | 0.029101 | 0.027089 | 0.028266 | 0.080853 | 0.030072 | 0.034941 | 0.031938 | 0.030669 | 0.036277 | 0.061679 | 0.03968 | 0.036105 | 0.035728 | 0.037839 | 0.039535 | 0.037159 | 0.033482
36 | Downward balancing reserves (FCR, FRR) |  |  | 0 | 0 | 0 | 0 | 0 | 0 | 0 | 0 | 0 | 0 | 0 | 0 | 0 | 0 | 0 | 0 | 0 | 0 | 0
37 | Pumping Storage Capacity available (Power) |  |  | 0.9 | 0.9 | 0.9 | 0.9 | 0.9 | 0.9 | 0.9 | 0.9 | 0.9 | 0.9 | 0.9 | 0.9 | 0.9 | 0.9 | 0.9 | 0.9 | 0.9 | 0.9 | 0.9
38a | Highest expected onshore wind generation running |  |  | 0.47373 | 0.47974 | 0.48405 | 0.48032 | 0.48966 | 0.49287 | 0.49355 | 0.49569 | 0.49402 | 0.4891 | 0.48598 | 0.4756 | 0.46251 | 0.46346 | 0.45483 | 0.43793 | 0.42141 | 0.42673 | 0.40891
38b | Highest expected offshore wind generation running |  |  | 0 | 0 | 0 | 0 | 0 | 0 | 0 | 0 | 0 | 0 | 0 | 0 | 0 | 0 | 0 | 0 | 0 | 0 | 0
39 | DOWNWARD REGULATION CAPABILITIES: 39 = (33+37)-(34+35+36+38a+38b)) |  |  | 1.5313 | 1.5272 | 1.5393 | 1.4378 | 1.4507 | 1.4722 | 1.5471 | 1.5226 | 1.475 | 1.5033 | 1.463 | 1.3764 | 1.5452 | 1.4337 | 1.4977 | 1.4362 | 1.4372 | 1.4337 | 1.4458
PART Ebis: ADDITIONAL INFORMATION FOR INTERCONNECTORS
Transportable capacity at night minimum demand conditions (high wind conditions)
40 | Simultaneous importable capacity |  | From | 3.28 | 3.596 | 3.589 | 3.615 | 3.612 | 3.771 | 2.788 | 2.87 | 2.812 | 2.842 | 2.851 | 2.818 | 2.807 | 2.783 | 2.835 | 2.719 | 2.865 | 2.707 | 2.841
41 | Simultaneous exportable capacity |  | To | 3.554 | 3.554 | 3.554 | 3.814 | 3.814 | 3.914 | 3.914 | 3.914 | 3.914 | 3.914 | 3.914 | 3.914 | 3.914 | 3.914 | 3.914 | 3.914 | 3.914 | 3.914 | 3.914
| Time (CET for winter, but CEST for last week of winter; CEST for summer) |  |  | 11:00 | 11:00 | 11:00 | 11:00 | 11:00 | 11:00 | 11:00 | 11:00 | 11:00 | 11:00 | 11:00 | 11:00 | 11:00 | 11:00 | 11:00 | 11:00 | 11:00 | 11:00 | 11:00
PART F: ADDITIONAL INFORMATION FOR DAYTIME MIN DEMAND CONDITIONS
42 | Weekly Minimum Daytime Demand (Sunday low peak + solar) |  |  | 1.1156 | 1.1667 | 1.125 | 1.1524 | 1.0623 | 1.0481 | 1.1756 | 1.1463 | 1.1711 | 1.191 | 1.1566 | 1.0797 | 1.0471 | 1.1304 | 1.1041 | 1.0671 | 1.0643 | 1.0452 | 1.0302
43 | Must Run Generation (excluding wind/PV/run of river) |  |  | 0.037678 | 0.035126 | 0.048059 | 0.036606 | 0.078302 | 0.077752 | 0.074984 | 0.076189 | 0.07513 | 0.077044 | 0.079672 | 0.084805 | 0.079099 | 0.080945 | 0.069949 | 0.079562 | 0.082126 | 0.089383 | 0.091051
44 | Run of river generation (Must Run) |  |  | 0.024908 | 0.027198 | 0.10579 | 0.10374 | 0.087357 | 0.11256 | 0.079517 | 0.11164 | 0.056708 | 0.083296 | 0.085825 | 0.10713 | 0.08994 | 0.111 | 0.11219 | 0.11449 | 0.11571 | 0.079597 | 0.10263
45 | Downward balancing reserves (FCR, FRR) |  |  | 0 | 0 | 0 | 0 | 0 | 0 | 0 | 0 | 0 | 0 | 0 | 0 | 0 | 0 | 0 | 0 | 0 | 0 | 0
46 | Pumping Storage Capacity available (Power) |  |  | 0.9 | 0.9 | 0.9 | 0.9 | 0.9 | 0.9 | 0.9 | 0.9 | 0.9 | 0.9 | 0.9 | 0.9 | 0.9 | 0.9 | 0.9 | 0.9 | 0.9 | 0.9 | 0.9
47a | Highest expected onshore wind generation running |  |  | 0.48141 | 0.48483 | 0.4873 | 0.48328 | 0.48694 | 0.4914 | 0.49309 | 0.49594 | 0.49729 | 0.48907 | 0.48765 | 0.47805 | 0.47148 | 0.47587 | 0.47447 | 0.45621 | 0.43394 | 0.44428 | 0.40945
47b | Highest expected offshore wind generation running |  |  | 0 | 0 | 0 | 0 | 0 | 0 | 0 | 0 | 0 | 0 | 0 | 0 | 0 | 0 | 0 | 0 | 0 | 0 | 0
48 | Highest expected solar PV running |  |  | 0.026079 | 0.024879 | 0.024436 | 0.023658 | 0.02355 | 0.024307 | 0.025796 | 0.028192 | 0.031169 | 0.034546 | 0.037654 | 0.040332 | 0.044465 | 0.048243 | 0.05094 | 0.054625 | 0.056751 | 0.059124 | 0.054455
49 | DOWNWARD REGULATION CAPABILITIES: 49 = (42+46)-(43+44+45+47a+47b+48a+48b) |  |  | 1.4456 | 1.4947 | 1.3594 | 1.4051 | 1.2862 | 1.2421 | 1.4022 | 1.3344 | 1.4108 | 1.4071 | 1.3658 | 1.2694 | 1.2621 | 1.3143 | 1.2965 | 1.2623 | 1.2758 | 1.2728 | 1.2726
PART Fbis: ADDITIONAL INFORMATION FOR INTERCONNECTORS
Transportable capacity at daytime minimum demand conditions (high wind and high solar conditions)
50 | Simultaneous importable capacity |  | From | 3.129 | 3.451 | 3.447 | 3.473 | 3.461 | 3.669 | 2.643 | 2.745 | 2.658 | 2.739 | 2.709 | 2.699 | 2.702 | 2.786 | 2.833 | 2.636 | 2.766 | 2.574 | 2.718
51 | Simultaneous exportable capacity |  | To | 3.554 | 3.554 | 3.554 | 3.814 | 3.814 | 3.914 | 3.914 | 3.914 | 3.914 | 3.914 | 3.914 | 3.914 | 3.914 | 3.914 | 3.914 | 3.914 | 3.914 | 3.914 | 3.914

## IE
Winter Outlook Report 2019/2020
| Power Data (all entries are assumed to be >0) |  |  |  |  | IE | [6 empty] | Heating if temperature below: | 12.0982 |  |  |  | Cooling if temperature above: | not detected
| (Net values in GW, at a synchronous time every week) |  |  |  |  | Ireland | [6 empty] | Heating saturation temperature: | -2 |  |  |  | Cooling saturation temperature: | not detected
[13 empty] | Temperature sensitivity in heating [MW/ ͦC] | -73.5 |  |  |  | Temperature sensitivity in cooling [MW/ ͦC] | not detected
| The peak dates are related to Wednesday of each week |  |  | 2019-11-27 | 2019-12-04 | 2019-12-11 | 2019-12-18 | 2019-12-24 | 2019-12-31 | 2020-01-08 | 2020-01-15 | 2020-01-22 | 2020-01-29 | 2020-02-05 | 2020-02-12 | 2020-02-19 | 2020-02-26 | 2020-03-04 | 2020-03-11 | 2020-03-18 | 2020-03-25 | 2020-04-01
| WEEK |  |  | 48 | 49 | 50 | 51 | 52 | 1 | 2 | 3 | 4 | 5 | 6 | 7 | 8 | 9 | 10 | 11 | 12 | 13 | 14
| Time (CET for winter, but CEST last week; CEST for summer) |  |  | 19:00 | 19:00 | 19:00 | 19:00 | 19:00 | 19:00 | 19:00 | 19:00 | 19:00 | 19:00 | 19:00 | 19:00 | 19:00 | 19:00 | 19:00 | 19:00 | 19:00 | 19:00 | 19:00
Line | PART A : INDIGENOUS NATIONAL GENERATION | Severe conditions Average Forced Outage Rate | Normal conditions Average Forced Outage Rate
Net generating capacity:
1 | Nuclear Power | 5% | 5% | 0 | 0 | 0 | 0 | 0 | 0 | 0 | 0 | 0 | 0 | 0 | 0 | 0 | 0 | 0 | 0 | 0 | 0 | 0
2 | Fossil Fuels |  |  | 5.937 | 5.937 | 5.937 | 5.937 | 5.937 | 5.937 | 5.937 | 5.937 | 5.937 | 5.937 | 5.937 | 5.937 | 5.937 | 5.937 | 5.937 | 5.937 | 5.937 | 5.937 | 5.937
2a | of which Lignite | 8% | 8% | 0 | 0 | 0 | 0 | 0 | 0 | 0 | 0 | 0 | 0 | 0 | 0 | 0 | 0 | 0 | 0 | 0 | 0 | 0
2b | of which Hard Coal | 8% | 8% | 0.855 | 0.855 | 0.855 | 0.855 | 0.855 | 0.855 | 0.855 | 0.855 | 0.855 | 0.855 | 0.855 | 0.855 | 0.855 | 0.855 | 0.855 | 0.855 | 0.855 | 0.855 | 0.855
2c | of which Gas | 8% | 8% | 3.857 | 3.857 | 3.857 | 3.857 | 3.857 | 3.857 | 3.857 | 3.857 | 3.857 | 3.857 | 3.857 | 3.857 | 3.857 | 3.857 | 3.857 | 3.857 | 3.857 | 3.857 | 3.857
2d | of which Oil | 8% | 8% | 0.914 | 0.914 | 0.914 | 0.914 | 0.914 | 0.914 | 0.914 | 0.914 | 0.914 | 0.914 | 0.914 | 0.914 | 0.914 | 0.914 | 0.914 | 0.914 | 0.914 | 0.914 | 0.914
2e | of which Oil Shale | 8.75% | 8.75% | 0 | 0 | 0 | 0 | 0 | 0 | 0 | 0 | 0 | 0 | 0 | 0 | 0 | 0 | 0 | 0 | 0 | 0 | 0
2f | of which Fossil Peat | 8.75% | 8.75% | 0.311 | 0.311 | 0.311 | 0.311 | 0.311 | 0.311 | 0.311 | 0.311 | 0.311 | 0.311 | 0.311 | 0.311 | 0.311 | 0.311 | 0.311 | 0.311 | 0.311 | 0.311 | 0.311
3 | Renewable Energy Sources (other than hydro) |  |  | 4.089 | 4.089 | 4.089 | 4.089 | 4.089 | 4.089 | 4.089 | 4.089 | 4.089 | 4.089 | 4.089 | 4.089 | 4.089 | 4.089 | 4.089 | 4.089 | 4.089 | 4.089 | 4.089
3a | of which onshore wind | 0% | 0% | 3.9898 | 3.9898 | 3.9898 | 3.9898 | 3.9898 | 3.9898 | 3.9898 | 3.9898 | 3.9898 | 3.9898 | 3.9898 | 3.9898 | 3.9898 | 3.9898 | 3.9898 | 3.9898 | 3.9898 | 3.9898 | 3.9898
3b | of which offshore wind | 0% | 0% | 0.0252 | 0.0252 | 0.0252 | 0.0252 | 0.0252 | 0.0252 | 0.0252 | 0.0252 | 0.0252 | 0.0252 | 0.0252 | 0.0252 | 0.0252 | 0.0252 | 0.0252 | 0.0252 | 0.0252 | 0.0252 | 0.0252
3c | of which Solar (PV) | 0% | 0% | 0 | 0 | 0 | 0 | 0 | 0 | 0 | 0 | 0 | 0 | 0 | 0 | 0 | 0 | 0 | 0 | 0 | 0 | 0
3d | of which Biomass | 0% | 0% | 0.035 | 0.035 | 0.035 | 0.035 | 0.035 | 0.035 | 0.035 | 0.035 | 0.035 | 0.035 | 0.035 | 0.035 | 0.035 | 0.035 | 0.035 | 0.035 | 0.035 | 0.035 | 0.035
3e | of which other RES (e.g. tidal, wave, geothermal, RES waste, CSP) | 0% | 0% | 0.039 | 0.039 | 0.039 | 0.039 | 0.039 | 0.039 | 0.039 | 0.039 | 0.039 | 0.039 | 0.039 | 0.039 | 0.039 | 0.039 | 0.039 | 0.039 | 0.039 | 0.039 | 0.039
4a | Hydro Run of River and Reservoir | 0% | 0% | 0.216 | 0.216 | 0.216 | 0.216 | 0.216 | 0.216 | 0.216 | 0.216 | 0.216 | 0.216 | 0.216 | 0.216 | 0.216 | 0.216 | 0.216 | 0.216 | 0.216 | 0.216 | 0.216
4b | Hydro pumping | 0% | 0% | 0.292 | 0.292 | 0.292 | 0.292 | 0.292 | 0.292 | 0.292 | 0.292 | 0.292 | 0.292 | 0.292 | 0.292 | 0.292 | 0.292 | 0.292 | 0.292 | 0.292 | 0.292 | 0.292
5 | Other non-RES (e.g. CHP non-renewable, waste non-renewable) | 0% | 0% | 0.039 | 0.039 | 0.039 | 0.039 | 0.039 | 0.039 | 0.039 | 0.039 | 0.039 | 0.039 | 0.039 | 0.039 | 0.039 | 0.039 | 0.039 | 0.039 | 0.039 | 0.039 | 0.039
6 | Total Net generating capacity (6 = 1+2+3+4a+4b+5) |  |  | 10.573 | 10.573 | 10.573 | 10.573 | 10.573 | 10.573 | 10.573 | 10.573 | 10.573 | 10.573 | 10.573 | 10.573 | 10.573 | 10.573 | 10.573 | 10.573 | 10.573 | 10.573 | 10.573
7 | Maintenance & Overhauls (planned outages) |  |  | 0.25 | 0.104 | 0.104 | 0.104 | 0.222 | 0.222 | 0.104 | 0.185 | 0.104 | 0.241 | 0.241 | 0.104 | 0.104 | 0.104 | 0.535 | 0.616 | 0.626 | 0.595 | 0.595
7a | Nuclear Power
7b | Lignite
7c | Hard Coal
7d | Gas |  |  | 0.104 | 0.104 | 0.104 | 0.104 | 0.104 | 0.104 | 0.104 | 0.185 | 0.104 | 0.104 | 0.104 | 0.104 | 0.104 | 0.104 | 0.535 | 0.616 | 0.535 | 0.504 | 0.504
7e | Oil
7f | Oil Shale
7g | Fossil Peat |  |  | 2019-12-24: 0.083; 2019-12-31: 0.083; 2020-01-29: 0.137; 2020-02-05: 0.137; 2020-03-18: 0.091; 2020-03-25: 0.091; 2020-04-01: 0.091
7h | Onshore Wind
7i | Offshore Wind
7j | Solar (PV)
7k | Biomass |  |  | 2019-12-24: 0.035; 2019-12-31: 0.035
7l | other RES (apart from hydro, including tidal, wave, geothermal, waste renewable, CSP,…)
7m | Hydro Run of River and Reservoir
7n | Hydro pumping |  |  | 2019-11-27: 0.146
7o | Other non-RES (incl. not clearly identifiable energy sources)
PART B : DATA FOR NORMAL CONDITIONS
8 | Non-usable capacity at reference point (all power stations including mothballed, authorization & technical & legal constraints, energy source unavailability etc. ) |  |  | 3.1383 | 3.0485 | 2.9666 | 2.9073 | 2.8331 | 2.7609 | 2.7917 | 2.8568 | 2.8618 | 3.0037 | 3.0125 | 2.9623 | 2.9934 | 2.9865 | 3.0158 | 3.1364 | 3.2059 | 3.3214 | 3.3956
8a | of which nuclear
8b | of which Lignite
8c | of which Hard Coal
8d | of which Gas |  |  | 0.325 | 0.325 | 0.325 | 0.325 | 0.325 | 0.325 | 0.325 | 0.325 | 0.325 | 0.325 | 0.325 | 0.325 | 0.325 | 0.325 | 0.325 | 0.325 | 0.325 | 0.325 | 0.325
8e | of which Oil
8f | of which Oil Shale
8g | of which Fossil Peat
8h | of which onshore wind |  |  | 2.7984 | 2.7088 | 2.6271 | 2.5687 | 2.4946 | 2.4238 | 2.4549 | 2.5197 | 2.5242 | 2.6654 | 2.6732 | 2.6235 | 2.6542 | 2.6469 | 2.676 | 2.7964 | 2.8651 | 2.9798 | 3.0535
8i | of which offshore wind |  |  | 0.01495 | 0.014698 | 0.014413 | 0.013657 | 0.01352 | 0.012126 | 0.011853 | 0.012121 | 0.012532 | 0.013232 | 0.014298 | 0.013853 | 0.014175 | 0.014689 | 0.014814 | 0.015093 | 0.015823 | 0.016598 | 0.017063
8j | of which Solar |  |  | 0 | 0 | 0 | 0 | 0 | 0 | 0 | 0 | 0 | 0 | 0 | 0 | 0 | 0 | 0 | 0 | 0 | 0 | 0
8k | of which Biomass
8l | of which other RES (apart from hydro)
8m | Hydro Run of River and Reservoir
8n | Hydro pumping
8o | of which other non-RES (incl. not clearly identifiable energy sources)
9 | Available capacity (9 = 6 - (7 + 8)) |  |  | 7.1847 | 7.4205 | 7.5024 | 7.5617 | 7.5179 | 7.5901 | 7.6773 | 7.5312 | 7.6072 | 7.3283 | 7.3195 | 7.5067 | 7.4756 | 7.4825 | 7.0222 | 6.8206 | 6.7411 | 6.6566 | 6.5824
10 | Outages: average expected value (all power stations) |  |  | 0.44297 | 0.44297 | 0.44297 | 0.44297 | 0.43571 | 0.43571 | 0.44297 | 0.43649 | 0.44297 | 0.43099 | 0.43099 | 0.44297 | 0.44297 | 0.44297 | 0.40849 | 0.40201 | 0.40053 | 0.40301 | 0.40301
11 | System services reserve (one hour ahead of real time) |  |  | 0.325 | 0.325 | 0.325 | 0.325 | 0.325 | 0.325 | 0.325 | 0.325 | 0.325 | 0.325 | 0.325 | 0.325 | 0.325 | 0.325 | 0.325 | 0.325 | 0.325 | 0.325 | 0.325
12 | Reliably available capacity (12 = 9 - (10 + 11)) |  |  | 6.4167 | 6.6526 | 6.7345 | 6.7937 | 6.7572 | 6.8294 | 6.9093 | 6.7697 | 6.8393 | 6.5723 | 6.5635 | 6.7387 | 6.7077 | 6.7145 | 6.2887 | 6.0935 | 6.0155 | 5.9286 | 5.8544
13 | Demand at reference point in time |  |  | 5.255 | 5.298 | 5.28 | 5.3 | 5.158 | 5.023 | 5.04 | 5.038 | 4.873 | 4.702 | 4.866 | 4.799 | 4.639 | 4.579 | 4.624 | 4.632 | 4.545 | 4.552 | 4.049
13b | Population average daily (24h) temperature (degrees Celsius) |  |  | 7.6286 | 7.1781 | 6.8052 | 6.5222 | 6.3599 | 6.2733 | 5.9691 | 5.953 | 5.8912 | 5.8143 | 5.7474 | 5.7105 | 5.7188 | 5.7835 | 5.8896 | 6.0763 | 6.3318 | 6.6551 | 7.0427
14a | Load reduction / demand side response available at reference point in time |  |  | 0.27 | 0.27 | 0.27 | 0.27 | 0.27 | 0.27 | 0.27 | 0.27 | 0.27 | 0.27 | 0.27 | 0.27 | 0.27 | 0.27 | 0.27 | 0.27 | 0.27 | 0.27 | 0.27
14b | Strategic reserves available at reference point in time |  |  | 0 | 0 | 0 | 0 | 0 | 0 | 0 | 0 | 0 | 0 | 0 | 0 | 0 | 0 | 0 | 0 | 0 | 0 | 0
15 | Net weekly load at reference point in time (15 = 13-14a) |  |  | 4.985 | 5.028 | 5.01 | 5.03 | 4.888 | 4.753 | 4.77 | 4.768 | 4.603 | 4.432 | 4.596 | 4.529 | 4.369 | 4.309 | 4.354 | 4.362 | 4.275 | 4.282 | 3.779
16 | Remaining capacity at reference point in time (16 = 12- 15) |  |  | 1.4317 | 1.6246 | 1.7245 | 1.7637 | 1.8692 | 2.0764 | 2.1393 | 2.0017 | 2.2363 | 2.1403 | 1.9675 | 2.2097 | 2.3387 | 2.4055 | 1.9347 | 1.7315 | 1.7405 | 1.6466 | 2.0754
B1 | Weekly peak load (unrestricted reference point in time) |  |  | 5.255 | 5.298 | 5.28 | 5.3 | 5.158 | 5.023 | 5.04 | 5.038 | 4.873 | 4.702 | 4.866 | 4.799 | 4.639 | 4.579 | 4.624 | 4.632 | 4.545 | 4.552 | 4.049
B2 | Daily hour of expected weekly peak load (CET for winter, but CEST for last week; CEST for summer) |  |  | 19 | 19 | 19 | 19 | 19 | 19 | 19 | 19 | 19 | 19 | 19 | 19 | 19 | 19 | 19 | 19 | 19 | 19 | 19
PART C : DATA FOR SEVERE CONDITIONS
17 | Non-usable capacity at reference point (all power stations including mothballed, authorization & technical & legal constraints, energy source unavailability etc. ) |  |  | 4.2239 | 4.2192 | 4.2112 | 4.1873 | 4.2074 | 4.2101 | 4.2311 | 4.2337 | 4.2404 | 4.2464 | 4.2403 | 4.2409 | 4.247 | 4.2441 | 4.2507 | 4.2596 | 4.2532 | 4.2608 | 4.2702
17a | of which nuclear
17b | of which Lignite
17c | of which Hard Coal
17d | of which Gas |  |  | 0.325 | 0.325 | 0.325 | 0.325 | 0.325 | 0.325 | 0.325 | 0.325 | 0.325 | 0.325 | 0.325 | 0.325 | 0.325 | 0.325 | 0.325 | 0.325 | 0.325 | 0.325 | 0.325
17e | of which Oil
17f | of which Oil Shale
17g | of which Fossil Peat
17h | of which onshore wind |  |  | 3.8737 | 3.869 | 3.8611 | 3.8373 | 3.8573 | 3.86 | 3.8809 | 3.8835 | 3.8902 | 3.8962 | 3.8901 | 3.8907 | 3.8968 | 3.8939 | 3.9005 | 3.9094 | 3.903 | 3.9106 | 3.92
17i | of which offshore wind |  |  | 0.0252 | 0.025199 | 0.02515 | 0.024962 | 0.025026 | 0.025068 | 0.025169 | 0.0252 | 0.0252 | 0.0252 | 0.0252 | 0.0252 | 0.0252 | 0.0252 | 0.0252 | 0.0252 | 0.0252 | 0.0252 | 0.0252
17j | of which Solar |  |  | 0 | 0 | 0 | 0 | 0 | 0 | 0 | 0 | 0 | 0 | 0 | 0 | 0 | 0 | 0 | 0 | 0 | 0 | 0
17k | of which Biomass
17l | of which other RES (apart from hydro)
17m | Hydro Run of River and Reservoir
17n | Hydro pumping
17o | of which other non-RES (incl. not clearly identifiable energy sources)
18 | Available capacity (18 = 6 - (7 + 17)) |  |  | 6.0991 | 6.2498 | 6.2578 | 6.2817 | 6.1436 | 6.1409 | 6.2379 | 6.1543 | 6.2286 | 6.0856 | 6.0917 | 6.2281 | 6.222 | 6.2249 | 5.7873 | 5.6974 | 5.6938 | 5.7172 | 5.7078
19 | Outages: average expected value (all power stations) under SEVERE conditions |  |  | 0.44297 | 0.44297 | 0.44297 | 0.44297 | 0.43571 | 0.43571 | 0.44297 | 0.43649 | 0.44297 | 0.43099 | 0.43099 | 0.44297 | 0.44297 | 0.44297 | 0.40849 | 0.40201 | 0.40053 | 0.40301 | 0.40301
20 | System services reserve (one hour ahead of real time) under SEVERE conditions |  |  | 0.325 | 0.325 | 0.325 | 0.325 | 0.325 | 0.325 | 0.325 | 0.325 | 0.325 | 0.325 | 0.325 | 0.325 | 0.325 | 0.325 | 0.325 | 0.325 | 0.325 | 0.325 | 0.325
21 | Reliably available capacity under SEVERE conditions (21 = 18 - (19 + 20)) |  |  | 5.3312 | 5.4818 | 5.4898 | 5.5138 | 5.3829 | 5.3802 | 5.47 | 5.3928 | 5.4606 | 5.3296 | 5.3357 | 5.4602 | 5.454 | 5.4569 | 5.0538 | 4.9704 | 4.9683 | 4.9892 | 4.9798
22 | Demand at reference point in time under SEVERE conditions (one in 20 year) |  |  | 5.7805 | 5.8278 | 5.808 | 5.83 | 5.6738 | 5.5253 | 5.544 | 5.5418 | 5.3603 | 5.1722 | 5.3526 | 5.2789 | 5.1029 | 5.0369 | 5.0864 | 5.0952 | 4.9995 | 5.0072 | 4.4539
23a | Load reduction / demand side response available at reference point in time under SEVERE conditions |  |  | 0.27 | 0.27 | 0.27 | 0.27 | 0.27 | 0.27 | 0.27 | 0.27 | 0.27 | 0.27 | 0.27 | 0.27 | 0.27 | 0.27 | 0.27 | 0.27 | 0.27 | 0.27 | 0.27
23b | Strategic reserves available at reference point in time under SEVERE conditions |  |  | 0 | 0 | 0 | 0 | 0 | 0 | 0 | 0 | 0 | 0 | 0 | 0 | 0 | 0 | 0 | 0 | 0 | 0 | 0
24 | Net weekly peak load for SEVERE conditions (24 = 22-23a) |  |  | 5.5105 | 5.5578 | 5.538 | 5.56 | 5.4038 | 5.2553 | 5.274 | 5.2718 | 5.0903 | 4.9022 | 5.0826 | 5.0089 | 4.8329 | 4.7669 | 4.8164 | 4.8252 | 4.7295 | 4.7372 | 4.1839
25 | Remaining capacity for SEVERE conditions (25 = 21-24) |  |  | -0.17934 | -0.076019 | -0.048211 | -0.046244 | -0.020863 | 0.12489 | 0.19596 | 0.12101 | 0.37034 | 0.42744 | 0.25309 | 0.45126 | 0.6211 | 0.69004 | 0.23738 | 0.14518 | 0.23877 | 0.25199 | 0.7959
C1 | Weekly peak load under SEVERE conditions (unrestricted reference point in time) |  |  | 5.7805 | 5.8278 | 5.808 | 5.83 | 5.6738 | 5.5253 | 5.544 | 5.5418 | 5.3603 | 5.1722 | 5.3526 | 5.2789 | 5.1029 | 5.0369 | 5.0864 | 5.0952 | 4.9995 | 5.0072 | 4.4539
C2 | Daily hour of expected weekly peak load (CET for winter, but CEST for last week; CEST for summer) |  |  | 19 | 19 | 19 | 19 | 19 | 19 | 19 | 19 | 19 | 19 | 19 | 19 | 19 | 19 | 19 | 19 | 19 | 19 | 19
PART D: ADDITIONAL INFORMATION FOR INTERCONNECTORS (at synchronous peak)
31 | Simultaneous importable capacity |  | From | 0.7 | 0.7 | 0.7 | 0.7 | 0.7 | 0.7 | 0.7 | 0.7 | 0.7 | 0.7 | 0.2 | 0.7 | 0.7 | 0.7 | 0.7 | 0.7 | 0.7 | 0.7 | 0.7
32 | Simultaneous exportable capacity |  | To | 0.73 | 0.73 | 0.73 | 0.73 | 0.73 | 0.73 | 0.73 | 0.73 | 0.73 | 0.73 | 0.2 | 0.73 | 0.73 | 0.73 | 0.73 | 0.73 | 0.73 | 0.73 | 0.73
| The off-peak dates are related to Sunday of each week |  |  | 2019-12-01 | 2019-12-08 | 2019-12-15 | 2019-12-22 | 2019-12-29 | 2020-01-05 | 2020-01-12 | 2020-01-19 | 2020-01-26 | 2020-02-02 | 2020-02-09 | 2020-02-16 | 2020-02-23 | 2020-03-01 | 2020-03-08 | 2020-03-15 | 2020-03-22 | 2020-03-29 | 2020-04-05
| WEEK |  |  | 48 | 49 | 50 | 51 | 52 | 1 | 2 | 3 | 4 | 5 | 6 | 7 | 8 | 9 | 10 | 11 | 12 | 13 | 14
| Time (CET for winter, but CEST for last week of winter; CEST for summer) |  |  | 5:00 | 5:00 | 5:00 | 5:00 | 5:00 | 5:00 | 5:00 | 5:00 | 5:00 | 5:00 | 5:00 | 5:00 | 5:00 | 5:00 | 5:00 | 5:00 | 5:00 | 5:00 | 5:00
PART E: ADDITIONAL INFORMATION FOR NIGHT MIN DEMAND CONDITIONS
33 | Weekly Minimum Demand (overnight valley minimum) |  |  | 2.688 | 2.717 | 2.751 | 2.727 | 2.516 | 2.718 | 2.768 | 2.852 | 2.811 | 2.849 | 2.862 | 2.868 | 2.774 | 2.857 | 2.811 | 2.746 | 2.822 | 2.815 | 2.72
34 | Must Run Generation (excluding wind/run of river) |  |  | 0.9 | 0.9 | 0.9 | 0.9 | 0.9 | 0.9 | 0.9 | 0.9 | 0.9 | 0.9 | 0.9 | 0.9 | 0.9 | 0.9 | 0.9 | 0.9 | 0.9 | 0.9 | 0.9
35 | Run of river generation (Must Run) |  |  | 0.22 | 0.22 | 0.22 | 0.22 | 0.22 | 0.22 | 0.22 | 0.22 | 0.22 | 0.22 | 0.22 | 0.22 | 0.22 | 0.22 | 0.22 | 0.22 | 0.22 | 0.22 | 0.22
36 | Downward balancing reserves (FCR, FRR) |  |  | 0.1 | 0.1 | 0.1 | 0.1 | 0.1 | 0.1 | 0.1 | 0.1 | 0.1 | 0.1 | 0.1 | 0.1 | 0.1 | 0.1 | 0.1 | 0.1 | 0.1 | 0.1 | 0.1
37 | Pumping Storage Capacity available (Power) |  |  | 0.29 | 0.29 | 0.29 | 0.29 | 0.29 | 0.29 | 0.29 | 0.29 | 0.29 | 0.29 | 0.29 | 0.29 | 0.29 | 0.29 | 0.29 | 0.29 | 0.29 | 0.29 | 0.29
38a | Highest expected onshore wind generation running |  |  | 3.6833 | 3.712 | 3.7279 | 3.7435 | 3.7545 | 3.7503 | 3.7398 | 3.7293 | 3.7202 | 3.7167 | 3.7427 | 3.7319 | 3.7067 | 3.7053 | 3.6773 | 3.5975 | 3.5983 | 3.4193 | 3.2557
38b | Highest expected offshore wind generation running |  |  | 0.02394 | 0.02394 | 0.02394 | 0.02394 | 0.02394 | 0.02394 | 0.02394 | 0.02394 | 0.02394 | 0.02394 | 0.02394 | 0.02394 | 0.02394 | 0.02394 | 0.02394 | 0.02394 | 0.02394 | 0.02394 | 0.02394
39 | DOWNWARD REGULATION CAPABILITIES: 39 = (33+37)-(34+35+36+38a+38b)) |  |  | -1.9492 | -1.9489 | -1.9309 | -1.9704 | -2.1924 | -1.9863 | -1.9258 | -1.8312 | -1.8631 | -1.8216 | -1.8347 | -1.8179 | -1.8866 | -1.8022 | -1.8202 | -1.8054 | -1.7302 | -1.5583 | -1.4896
PART Ebis: ADDITIONAL INFORMATION FOR INTERCONNECTORS
Transportable capacity at night minimum demand conditions (high wind conditions)
40 | Simultaneous importable capacity |  | From | 0.7 | 0.7 | 0.7 | 0.7 | 0.7 | 0.7 | 0.7 | 0.7 | 0.7 | 0.7 | 0.2 | 0.7 | 0.7 | 0.7 | 0.7 | 0.7 | 0.7 | 0.7 | 0.7
41 | Simultaneous exportable capacity |  | To | 0.73 | 0.73 | 0.73 | 0.73 | 0.73 | 0.73 | 0.73 | 0.73 | 0.73 | 0.73 | 0.2 | 0.73 | 0.73 | 0.73 | 0.73 | 0.73 | 0.73 | 0.73 | 0.73
| Time (CET for winter, but CEST for last week of winter; CEST for summer) |  |  | 11:00 | 11:00 | 11:00 | 11:00 | 11:00 | 11:00 | 11:00 | 11:00 | 11:00 | 11:00 | 11:00 | 11:00 | 11:00 | 11:00 | 11:00 | 11:00 | 11:00 | 11:00 | 11:00
PART F: ADDITIONAL INFORMATION FOR DAYTIME MIN DEMAND CONDITIONS
42 | Weekly Minimum Daytime Demand (Sunday low peak + solar) |  |  | 3.5 | 3.498 | 3.541 | 3.54 | 3.39 | 3.366 | 3.443 | 3.549 | 3.475 | 3.04 | 3.185 | 3.255 | 3.034 | 3.24 | 3.221 | 3.176 | 3.227 | 3.205 | 3.302
43 | Must Run Generation (excluding wind/PV/run of river) |  |  | 0.9 | 0.9 | 0.9 | 0.9 | 0.9 | 0.9 | 0.9 | 0.9 | 0.9 | 0.9 | 0.9 | 0.9 | 0.9 | 0.9 | 0.9 | 0.9 | 0.9 | 0.9 | 0.9
44 | Run of river generation (Must Run) |  |  | 0.22 | 0.22 | 0.22 | 0.22 | 0.22 | 0.22 | 0.22 | 0.22 | 0.22 | 0.22 | 0.22 | 0.22 | 0.22 | 0.22 | 0.22 | 0.22 | 0.22 | 0.22 | 0.22
45 | Downward balancing reserves (FCR, FRR) |  |  | 0.1 | 0.1 | 0.1 | 0.1 | 0.1 | 0.1 | 0.1 | 0.1 | 0.1 | 0.1 | 0.1 | 0.1 | 0.1 | 0.1 | 0.1 | 0.1 | 0.1 | 0.1 | 0.1
46 | Pumping Storage Capacity available (Power) |  |  | 0.29 | 0.29 | 0.29 | 0.29 | 0.29 | 0.29 | 0.29 | 0.29 | 0.29 | 0.29 | 0.29 | 0.29 | 0.29 | 0.29 | 0.29 | 0.29 | 0.29 | 0.29 | 0.29
47a | Highest expected onshore wind generation running |  |  | 3.7156 | 3.7246 | 3.7325 | 3.7466 | 3.7584 | 3.7593 | 3.7537 | 3.7524 | 3.7354 | 3.7243 | 3.741 | 3.7297 | 3.7275 | 3.7354 | 3.7387 | 3.7265 | 3.7169 | 3.6233 | 3.42
47b | Highest expected offshore wind generation running |  |  | 0.02394 | 0.02394 | 0.02394 | 0.02394 | 0.02394 | 0.02394 | 0.02394 | 0.02394 | 0.02394 | 0.02394 | 0.02394 | 0.02394 | 0.02394 | 0.02394 | 0.02394 | 0.02394 | 0.02394 | 0.02394 | 0.02394
48 | Highest expected solar PV running |  |  | 0 | 0 | 0 | 0 | 0 | 0 | 0 | 0 | 0 | 0 | 0 | 0 | 0 | 0 | 0 | 0 | 0 | 0 | 0
49 | DOWNWARD REGULATION CAPABILITIES: 49 = (42+46)-(43+44+45+47a+47b+48a+48b) |  |  | -1.1695 | -1.1806 | -1.1454 | -1.1606 | -1.3224 | -1.3473 | -1.2646 | -1.1573 | -1.2144 | -1.6383 | -1.51 | -1.4286 | -1.6475 | -1.4493 | -1.4716 | -1.5045 | -1.4438 | -1.3723 | -1.0719
PART Fbis: ADDITIONAL INFORMATION FOR INTERCONNECTORS
Transportable capacity at daytime minimum demand conditions (high wind and high solar conditions)
50 | Simultaneous importable capacity |  | From | 0.7 | 0.7 | 0.7 | 0.7 | 0.7 | 0.7 | 0.7 | 0.7 | 0.7 | 0.7 | 0.2 | 0.7 | 0.7 | 0.7 | 0.7 | 0.7 | 0.7 | 0.7 | 0.7
51 | Simultaneous exportable capacity |  | To | 0.73 | 0.73 | 0.73 | 0.73 | 0.73 | 0.73 | 0.73 | 0.73 | 0.73 | 0.73 | 0.2 | 0.73 | 0.73 | 0.73 | 0.73 | 0.73 | 0.73 | 0.73 | 0.73

## I6
Winter Outlook Report 2019/2020
| Power Data (all entries are assumed to be >0) |  |  |  |  | IT06 | [6 empty] | Heating if temperature below: | 15.7046 |  |  |  | Cooling if temperature above: | 21.8
| (Net values in GW, at a synchronous time every week) |  |  |  |  | Italy-SARDINIA | [6 empty] | Heating saturation temperature: | 3 |  |  |  | Cooling saturation temperature: | not detected
[13 empty] | Temperature sensitivity in heating [MW/ ͦC] | -28 |  |  |  | Temperature sensitivity in cooling [MW/ ͦC] | 50
| The peak dates are related to Wednesday of each week |  |  | 2019-11-27 | 2019-12-04 | 2019-12-11 | 2019-12-18 | 2019-12-24 | 2019-12-31 | 2020-01-08 | 2020-01-15 | 2020-01-22 | 2020-01-29 | 2020-02-05 | 2020-02-12 | 2020-02-19 | 2020-02-26 | 2020-03-04 | 2020-03-11 | 2020-03-18 | 2020-03-25 | 2020-04-01
| WEEK |  |  | 48 | 49 | 50 | 51 | 52 | 1 | 2 | 3 | 4 | 5 | 6 | 7 | 8 | 9 | 10 | 11 | 12 | 13 | 14
| Time (CET for winter, but CEST last week; CEST for summer) |  |  | 19:00 | 19:00 | 19:00 | 19:00 | 19:00 | 19:00 | 19:00 | 19:00 | 19:00 | 19:00 | 19:00 | 19:00 | 19:00 | 19:00 | 19:00 | 19:00 | 19:00 | 19:00 | 19:00
Line | PART A : INDIGENOUS NATIONAL GENERATION | Severe conditions Average Forced Outage Rate | Normal conditions Average Forced Outage Rate
Net generating capacity:
1 | Nuclear Power | 5% | 5%
2 | Fossil Fuels |  |  | 1.9161 | 1.9161 | 1.9161 | 1.9161 | 1.9161 | 1.9161 | 1.9161 | 1.9161 | 1.9161 | 1.9161 | 1.9161 | 1.9161 | 1.9161 | 1.9161 | 1.9161 | 1.9161 | 1.9161 | 1.9161 | 1.9161
2a | of which Lignite | 9% | 9% | 0 | 0 | 0 | 0 | 0 | 0 | 0 | 0 | 0 | 0 | 0 | 0 | 0 | 0 | 0 | 0 | 0 | 0 | 0
2b | of which Hard Coal | 12% | 12% | 0.96693 | 0.96693 | 0.96693 | 0.96693 | 0.96693 | 0.96693 | 0.96693 | 0.96693 | 0.96693 | 0.96693 | 0.96693 | 0.96693 | 0.96693 | 0.96693 | 0.96693 | 0.96693 | 0.96693 | 0.96693 | 0.96693
2c | of which Gas | 9% | 9% | 0.86879 | 0.86879 | 0.86879 | 0.86879 | 0.86879 | 0.86879 | 0.86879 | 0.86879 | 0.86879 | 0.86879 | 0.86879 | 0.86879 | 0.86879 | 0.86879 | 0.86879 | 0.86879 | 0.86879 | 0.86879 | 0.86879
2d | of which Oil | 18% | 18% | 0.08034 | 0.08034 | 0.08034 | 0.08034 | 0.08034 | 0.08034 | 0.08034 | 0.08034 | 0.08034 | 0.08034 | 0.08034 | 0.08034 | 0.08034 | 0.08034 | 0.08034 | 0.08034 | 0.08034 | 0.08034 | 0.08034
2e | of which Oil Shale | 8.75% | 8.75% | 0 | 0 | 0 | 0 | 0 | 0 | 0 | 0 | 0 | 0 | 0 | 0 | 0 | 0 | 0 | 0 | 0 | 0 | 0
2f | of which Fossil Peat | 8.75% | 8.75% | 0 | 0 | 0 | 0 | 0 | 0 | 0 | 0 | 0 | 0 | 0 | 0 | 0 | 0 | 0 | 0 | 0 | 0 | 0
3 | Renewable Energy Sources (other than hydro) |  |  | 1.9111 | 1.9111 | 1.9111 | 1.9111 | 1.9111 | 1.9111 | 1.9111 | 1.9111 | 1.9111 | 1.9111 | 1.9111 | 1.9111 | 1.9111 | 1.9111 | 1.9111 | 1.9111 | 1.9111 | 1.9111 | 1.9081
3a | of which onshore wind | 0% | 0% | 1.052 | 1.052 | 1.052 | 1.052 | 1.052 | 1.052 | 1.052 | 1.052 | 1.052 | 1.052 | 1.052 | 1.052 | 1.052 | 1.052 | 1.052 | 1.052 | 1.052 | 1.052 | 1.052
3b | of which offshore wind | 0% | 0% | 0 | 0 | 0 | 0 | 0 | 0 | 0 | 0 | 0 | 0 | 0 | 0 | 0 | 0 | 0 | 0 | 0 | 0 | 0
3c | of which Solar (PV) | 0% | 0% | 0.786 | 0.786 | 0.786 | 0.786 | 0.786 | 0.786 | 0.786 | 0.786 | 0.786 | 0.786 | 0.786 | 0.786 | 0.786 | 0.786 | 0.786 | 0.786 | 0.786 | 0.786 | 0.786
3d | of which Biomass | 0% | 0% | 0.066747 | 0.066747 | 0.066747 | 0.066747 | 0.066747 | 0.066747 | 0.066747 | 0.066747 | 0.066747 | 0.066747 | 0.066747 | 0.066747 | 0.066747 | 0.066747 | 0.066747 | 0.066747 | 0.066747 | 0.066747 | 0.069765
3e | of which other RES (e.g. tidal, wave, geothermal, RES waste, CSP) | 0% | 0% | 0.0063533 | 0.0063533 | 0.0063533 | 0.0063533 | 0.0063533 | 0.0063533 | 0.0063533 | 0.0063533 | 0.0063533 | 0.0063533 | 0.0063533 | 0.0063533 | 0.0063533 | 0.0063533 | 0.0063533 | 0.0063533 | 0.0063533 | 0.0063533 | 0.00037755
4a | Hydro Run of River and Reservoir | 0% | 0% | 0.224 | 0.224 | 0.224 | 0.224 | 0.224 | 0.224 | 0.224 | 0.224 | 0.224 | 0.224 | 0.224 | 0.224 | 0.224 | 0.224 | 0.224 | 0.224 | 0.224 | 0.224 | 0.224
4b | Hydro pumping | 0% | 0% | 0.24 | 0.24 | 0.24 | 0.24 | 0.24 | 0.24 | 0.24 | 0.24 | 0.24 | 0.24 | 0.24 | 0.24 | 0.24 | 0.24 | 0.24 | 0.24 | 0.24 | 0.24 | 0.24
5 | Other non-RES (e.g. CHP non-renewable, waste non-renewable) | 10% | 10% | 0.00094137 | 0.00094137 | 0.00094137 | 0.00094137 | 0.00094137 | 0.00094137 | 0.00094137 | 0.00094137 | 0.00094137 | 0.00094137 | 0.00094137 | 0.00094137 | 0.00094137 | 0.00094137 | 0.00094137 | 0.00094137 | 0.00094137 | 0.00094137 | 0.0031899
6 | Total Net generating capacity (6 = 1+2+3+4a+4b+5) |  |  | 4.2921 | 4.2921 | 4.2921 | 4.2921 | 4.2921 | 4.2921 | 4.2921 | 4.2921 | 4.2921 | 4.2921 | 4.2921 | 4.2921 | 4.2921 | 4.2921 | 4.2921 | 4.2921 | 4.2921 | 4.2921 | 4.2914
7 | Maintenance & Overhauls (planned outages) |  |  | 0.08 | 0 | 0 | 0 | 0 | 0 | 0 | 0 | 0 | 0 | 0 | 0 | 0 | 0 | 0.182 | 0.182 | 0.182 | 0.182 | 0.182
7a | Nuclear Power
7b | Lignite |  |  | 0 | 0 | 0 | 0 | 0 | 0 | 0 | 0 | 0 | 0 | 0 | 0 | 0 | 0 | 0 | 0 | 0 | 0 | 0
7c | Hard Coal |  |  | 0 | 0 | 0 | 0 | 0 | 0 | 0 | 0 | 0 | 0 | 0 | 0 | 0 | 0 | 0.182 | 0.182 | 0.182 | 0.182 | 0.182
7d | Gas |  |  | 0 | 0 | 0 | 0 | 0 | 0 | 0 | 0 | 0 | 0 | 0 | 0 | 0 | 0 | 0 | 0 | 0 | 0 | 0
7e | Oil |  |  | 0.08 | 0 | 0 | 0 | 0 | 0 | 0 | 0 | 0 | 0 | 0 | 0 | 0 | 0 | 0 | 0 | 0 | 0 | 0
7f | Oil Shale |  |  | 0 | 0 | 0 | 0 | 0 | 0 | 0 | 0 | 0 | 0 | 0 | 0 | 0 | 0 | 0 | 0 | 0 | 0 | 0
7g | Fossil Peat |  |  | 0 | 0 | 0 | 0 | 0 | 0 | 0 | 0 | 0 | 0 | 0 | 0 | 0 | 0 | 0 | 0 | 0 | 0 | 0
7h | Onshore Wind
7i | Offshore Wind |  |  | 0 | 0 | 0 | 0 | 0 | 0 | 0 | 0 | 0 | 0 | 0 | 0 | 0 | 0 | 0 | 0 | 0 | 0 | 0
7j | Solar (PV) |  |  | 0 | 0 | 0 | 0 | 0 | 0 | 0 | 0 | 0 | 0 | 0 | 0 | 0 | 0 | 0 | 0 | 0 | 0 | 0
7k | Biomass |  |  | 0 | 0 | 0 | 0 | 0 | 0 | 0 | 0 | 0 | 0 | 0 | 0 | 0 | 0 | 0 | 0 | 0 | 0 | 0
7l | other RES (apart from hydro, including tidal, wave, geothermal, waste renewable, CSP,…) |  |  | 0 | 0 | 0 | 0 | 0 | 0 | 0 | 0 | 0 | 0 | 0 | 0 | 0 | 0 | 0 | 0 | 0 | 0 | 0
7m | Hydro Run of River and Reservoir |  |  | 0 | 0 | 0 | 0 | 0 | 0 | 0 | 0 | 0 | 0 | 0 | 0 | 0 | 0 | 0 | 0 | 0 | 0 | 0
7n | Hydro pumping |  |  | 0 | 0 | 0 | 0 | 0 | 0 | 0 | 0 | 0 | 0 | 0 | 0 | 0 | 0 | 0 | 0 | 0 | 0 | 0
7o | Other non-RES (incl. not clearly identifiable energy sources) |  |  | 0 | 0 | 0 | 0 | 0 | 0 | 0 | 0 | 0 | 0 | 0 | 0 | 0 | 0 | 0 | 0 | 0 | 0 | 0
PART B : DATA FOR NORMAL CONDITIONS
8 | Non-usable capacity at reference point (all power stations including mothballed, authorization & technical & legal constraints, energy source unavailability etc. ) |  |  | 2.1308 | 2.1369 | 2.2127 | 2.1993 | 2.1124 | 2.1225 | 2.3158 | 2.3568 | 2.3653 | 2.3662 | 2.3845 | 2.4022 | 2.3869 | 2.3716 | 2.3061 | 2.2839 | 2.2832 | 2.2879 | 2.0567
8a | of which nuclear
8b | of which Lignite |  |  | 0 | 0 | 0 | 0 | 0 | 0 | 0 | 0 | 0 | 0 | 0 | 0 | 0 | 0 | 0 | 0 | 0 | 0 | 0
8c | of which Hard Coal |  |  | 0.035825 | 0.035815 | 0.035796 | 0.035777 | 0.035777 | 0.035738 | 0.041221 | 0.041215 | 0.041187 | 0.041174 | 0.046884 | 0.046983 | 0.046983 | 0.046972 | 0 | 0 | 0 | 0 | 0.026363
8d | of which Gas |  |  | 0.050724 | 0.049283 | 0.045851 | 0.044067 | 0.051759 | 0.055335 | 0.21328 | 0.25114 | 0.2607 | 0.26611 | 0.26973 | 0.27785 | 0.27346 | 0.26582 | 0.25375 | 0.24794 | 0.24741 | 0.25278 | 0.12219
8e | of which Oil |  |  | 0.0001746 | 0 | 0 | 0 | 0 | 0 | 0.033721 | 0.033718 | 0.033707 | 0.033702 | 0.033713 | 0.033752 | 0.033752 | 0.033748 | 0.033711 | 0.033693 | 0.033709 | 0.033748 | 0.0044903
8f | of which Oil Shale |  |  | 0 | 0 | 0 | 0 | 0 | 0 | 0 | 0 | 0 | 0 | 0 | 0 | 0 | 0 | 0 | 0 | 0 | 0 | 0
8g | of which Fossil Peat |  |  | 0 | 0 | 0 | 0 | 0 | 0 | 0 | 0 | 0 | 0 | 0 | 0 | 0 | 0 | 0 | 0 | 0 | 0 | 0
8h | of which onshore wind |  |  | 0.87258 | 0.87707 | 0.86361 | 0.86343 | 0.87384 | 0.88306 | 0.88919 | 0.88981 | 0.87919 | 0.87515 | 0.88319 | 0.88466 | 0.87374 | 0.88667 | 0.90089 | 0.90282 | 0.91289 | 0.90529 | 0.89213
8i | of which offshore wind |  |  | 0 | 0 | 0 | 0 | 0 | 0 | 0 | 0 | 0 | 0 | 0 | 0 | 0 | 0 | 0 | 0 | 0 | 0 | 0
8j | of which Solar |  |  | 0.786 | 0.786 | 0.786 | 0.786 | 0.786 | 0.786 | 0.786 | 0.786 | 0.786 | 0.786 | 0.786 | 0.786 | 0.786 | 0.7857 | 0.7847 | 0.78305 | 0.78085 | 0.77825 | 0.6889
8k | of which Biomass |  |  | 0.040105 | 0.039495 | 0.038275 | 0.037054 | 0.037054 | 0.034614 | 0.022005 | 0.021598 | 0.019869 | 0.019056 | 0.020785 | 0.027089 | 0.027089 | 0.026377 | 0.020378 | 0.017531 | 0.020174 | 0.026479 | 0.028106
8l | of which other RES (apart from hydro) |  |  | 0.0038174 | 0.0037593 | 0.0036432 | 0.003527 | 0.003527 | 0.0032947 | 0.0020945 | 0.0020558 | 0.0018913 | 0.0018139 | 0.0019784 | 0.0025785 | 0.0025785 | 0.0025107 | 0.0019397 | 0.0016687 | 0.0019203 | 0.0025204 | 0.0026753
8m | Hydro Run of River and Reservoir |  |  | 0.201 | 0.205 | 0.199 | 0.189 | 0.184 | 0.184 | 0.188 | 0.191 | 0.2025 | 0.203 | 0.202 | 0.203 | 0.203 | 0.1835 | 0.1705 | 0.157 | 0.146 | 0.1485 | 0.1515
8n | Hydro pumping |  |  | 0.14 | 0.14 | 0.24 | 0.24 | 0.14 | 0.14 | 0.14 | 0.14 | 0.14 | 0.14 | 0.14 | 0.14 | 0.14 | 0.14 | 0.14 | 0.14 | 0.14 | 0.14 | 0.14
8o | of which other non-RES (incl. not clearly identifiable energy sources) |  |  | 0.00052387 | 0.00051431 | 0.00049519 | 0.00047607 | 0.00047607 | 0.00043783 | 0.00024023 | 0.00023386 | 0.00020677 | 0.00019402 | 0.00022111 | 0.00031991 | 0.00031991 | 0.00030875 | 0.00021474 | 0.00017012 | 0.00021155 | 0.00031035 | 0.00033584
9 | Available capacity (9 = 6 - (7 + 8)) |  |  | 2.0813 | 2.1552 | 2.0794 | 2.0928 | 2.1797 | 2.1696 | 1.9763 | 1.9353 | 1.9268 | 1.9259 | 1.9076 | 1.8899 | 1.9052 | 1.9205 | 1.804 | 1.8262 | 1.8269 | 1.8222 | 2.0527
10 | Outages: average expected value (all power stations) |  |  | 0.18543 | 0.19999 | 0.20031 | 0.20047 | 0.19978 | 0.19947 | 0.17854 | 0.17514 | 0.17428 | 0.1738 | 0.17279 | 0.17203 | 0.17242 | 0.17311 | 0.15801 | 0.15854 | 0.15858 | 0.15808 | 0.17216
11 | System services reserve (one hour ahead of real time) |  |  | 0.3 | 0.3 | 0.3 | 0.3 | 0.3 | 0.3 | 0.3 | 0.3 | 0.3 | 0.3 | 0.3 | 0.3 | 0.3 | 0.3 | 0.3 | 0.3 | 0.3 | 0.3 | 0.3
12 | Reliably available capacity (12 = 9 - (10 + 11)) |  |  | 1.5959 | 1.6552 | 1.5791 | 1.5923 | 1.6799 | 1.6702 | 1.4978 | 1.4602 | 1.4526 | 1.4521 | 1.4348 | 1.4178 | 1.4328 | 1.4474 | 1.346 | 1.3677 | 1.3684 | 1.3641 | 1.5805
13 | Demand at reference point in time |  |  | 1.2041 | 1.2314 | 1.2611 | 1.2514 | 1.0694 | 1.0694 | 1.2782 | 1.3343 | 1.3343 | 1.3343 | 1.3343 | 1.3671 | 1.3608 | 1.296 | 1.2628 | 1.2359 | 1.0911 | 1.0694 | 1.0225
13b | Population average daily (24h) temperature (degrees Celsius) |  |  | 9.1967 | 8.3301 | 7.6214 | 7.1044 | 6.8393 | 6.7544 | 6.2718 | 6.4561 | 6.6204 | 6.8021 | 7.0275 | 7.3121 | 7.6748 | 8.1211 | 8.5764 | 9.1926 | 9.8965 | 10.6871 | 11.5522
14a | Load reduction / demand side response available at reference point in time |  |  | 0 | 0 | 0 | 0 | 0 | 0 | 0 | 0 | 0 | 0 | 0 | 0 | 0 | 0 | 0 | 0 | 0 | 0 | 0
14b | Strategic reserves available at reference point in time |  |  | 0 | 0 | 0 | 0 | 0 | 0 | 0 | 0 | 0 | 0 | 0 | 0 | 0 | 0 | 0 | 0 | 0 | 0 | 0
15 | Net weekly load at reference point in time (15 = 13-14a) |  |  | 1.2041 | 1.2314 | 1.2611 | 1.2514 | 1.0694 | 1.0694 | 1.2782 | 1.3343 | 1.3343 | 1.3343 | 1.3343 | 1.3671 | 1.3608 | 1.296 | 1.2628 | 1.2359 | 1.0911 | 1.0694 | 1.0225
16 | Remaining capacity at reference point in time (16 = 12- 15) |  |  | 0.39182 | 0.42378 | 0.31804 | 0.34091 | 0.61052 | 0.60079 | 0.21957 | 0.1259 | 0.11827 | 0.11782 | 0.10052 | 0.050718 | 0.072001 | 0.15141 | 0.083157 | 0.13183 | 0.27728 | 0.29476 | 0.55806
B1 | Weekly peak load (unrestricted reference point in time) |  |  | 1.2223 | 1.25 | 1.2801 | 1.2831 | 1.0855 | 1.1029 | 1.324 | 1.3605 | 1.3605 | 1.3605 | 1.3605 | 1.394 | 1.3875 | 1.384 | 1.3486 | 1.3198 | 1.295 | 1.2692 | 1.246
B2 | Daily hour of expected weekly peak load (CET for winter, but CEST for last week; CEST for summer) |  |  | 20 | 20 | 20 | 20 | 20 | 20 | 20 | 20 | 20 | 20 | 20 | 20 | 20 | 20 | 20 | 20 | 21 | 21 | 21
PART C : DATA FOR SEVERE CONDITIONS
17 | Non-usable capacity at reference point (all power stations including mothballed, authorization & technical & legal constraints, energy source unavailability etc. ) |  |  | 2.306 | 2.3082 | 2.3978 | 2.3849 | 2.2882 | 2.2895 | 2.4758 | 2.5153 | 2.5331 | 2.5359 | 2.5462 | 2.5619 | 2.5558 | 2.5276 | 2.4478 | 2.4247 | 2.4148 | 2.4274 | 2.2502
17a | of which nuclear
17b | of which Lignite |  |  | 0 | 0 | 0 | 0 | 0 | 0 | 0 | 0 | 0 | 0 | 0 | 0 | 0 | 0 | 0 | 0 | 0 | 0 | 0
17c | of which Hard Coal |  |  | 0.035825 | 0.035815 | 0.035796 | 0.035777 | 0.035777 | 0.035738 | 0.041221 | 0.041215 | 0.041187 | 0.041174 | 0.046884 | 0.046983 | 0.046983 | 0.046972 | 0 | 0 | 0 | 0 | 0.026363
17d | of which Gas |  |  | 0.050724 | 0.049283 | 0.045851 | 0.044067 | 0.051759 | 0.055335 | 0.21328 | 0.25114 | 0.2607 | 0.26611 | 0.26973 | 0.27785 | 0.27346 | 0.26582 | 0.25375 | 0.24794 | 0.24741 | 0.25278 | 0.12219
17e | of which Oil |  |  | 0.0001746 | 0 | 0 | 0 | 0 | 0 | 0.033721 | 0.033718 | 0.033707 | 0.033702 | 0.033713 | 0.033752 | 0.033752 | 0.033748 | 0.033711 | 0.033693 | 0.033709 | 0.033748 | 0.0044903
17f | of which Oil Shale |  |  | 0 | 0 | 0 | 0 | 0 | 0 | 0 | 0 | 0 | 0 | 0 | 0 | 0 | 0 | 0 | 0 | 0 | 0 | 0
17g | of which Fossil Peat |  |  | 0 | 0 | 0 | 0 | 0 | 0 | 0 | 0 | 0 | 0 | 0 | 0 | 0 | 0 | 0 | 0 | 0 | 0 | 0
17h | of which onshore wind |  |  | 1.0478 | 1.0483 | 1.0488 | 1.049 | 1.0496 | 1.0501 | 1.0492 | 1.0484 | 1.0471 | 1.0449 | 1.0449 | 1.0444 | 1.0427 | 1.0423 | 1.0413 | 1.0411 | 1.0408 | 1.0404 | 1.0402
17i | of which offshore wind |  |  | 0 | 0 | 0 | 0 | 0 | 0 | 0 | 0 | 0 | 0 | 0 | 0 | 0 | 0 | 0 | 0 | 0 | 0 | 0
17j | of which Solar |  |  | 0.786 | 0.786 | 0.786 | 0.786 | 0.786 | 0.786 | 0.786 | 0.786 | 0.786 | 0.786 | 0.786 | 0.786 | 0.786 | 0.786 | 0.786 | 0.78563 | 0.78453 | 0.78273 | 0.73431
17k | of which Biomass |  |  | 0.040105 | 0.039495 | 0.038275 | 0.037054 | 0.037054 | 0.034614 | 0.022005 | 0.021598 | 0.019869 | 0.019056 | 0.020785 | 0.027089 | 0.027089 | 0.026377 | 0.020378 | 0.017531 | 0.020174 | 0.026479 | 0.028106
17l | of which other RES (apart from hydro) |  |  | 0.0038174 | 0.0037593 | 0.0036432 | 0.003527 | 0.003527 | 0.0032947 | 0.0020945 | 0.0020558 | 0.0018913 | 0.0018139 | 0.0019784 | 0.0025785 | 0.0025785 | 0.0025107 | 0.0019397 | 0.0016687 | 0.0019203 | 0.0025204 | 0.0026753
17m | Hydro Run of River and Reservoir |  |  | 0.201 | 0.205 | 0.199 | 0.189 | 0.184 | 0.184 | 0.188 | 0.191 | 0.2025 | 0.203 | 0.202 | 0.203 | 0.203 | 0.1835 | 0.1705 | 0.157 | 0.146 | 0.1485 | 0.1515
17n | Hydro pumping |  |  | 0.14 | 0.14 | 0.24 | 0.24 | 0.14 | 0.14 | 0.14 | 0.14 | 0.14 | 0.14 | 0.14 | 0.14 | 0.14 | 0.14 | 0.14 | 0.14 | 0.14 | 0.14 | 0.14
17o | of which other non-RES (incl. not clearly identifiable energy sources) |  |  | 0.00052387 | 0.00051431 | 0.00049519 | 0.00047607 | 0.00047607 | 0.00043783 | 0.00024023 | 0.00023386 | 0.00020677 | 0.00019402 | 0.00022111 | 0.00031991 | 0.00031991 | 0.00030875 | 0.00021474 | 0.00017012 | 0.00021155 | 0.00031035 | 0.00033584
18 | Available capacity (18 = 6 - (7 + 17)) |  |  | 1.9061 | 1.9839 | 1.8943 | 1.9072 | 2.0039 | 2.0026 | 1.8163 | 1.7768 | 1.759 | 1.7562 | 1.7459 | 1.7302 | 1.7363 | 1.7645 | 1.6623 | 1.6854 | 1.6953 | 1.6827 | 1.8592
19 | Outages: average expected value (all power stations) under SEVERE conditions |  |  | 0.18543 | 0.19999 | 0.20031 | 0.20047 | 0.19978 | 0.19947 | 0.17854 | 0.17514 | 0.17428 | 0.1738 | 0.17279 | 0.17203 | 0.17242 | 0.17311 | 0.15801 | 0.15854 | 0.15858 | 0.15808 | 0.17216
20 | System services reserve (one hour ahead of real time) under SEVERE conditions |  |  | 0.3 | 0.3 | 0.3 | 0.3 | 0.3 | 0.3 | 0.3 | 0.3 | 0.3 | 0.3 | 0.3 | 0.3 | 0.3 | 0.3 | 0.3 | 0.3 | 0.3 | 0.3 | 0.3
21 | Reliably available capacity under SEVERE conditions (21 = 18 - (19 + 20)) |  |  | 1.4207 | 1.4839 | 1.394 | 1.4067 | 1.5041 | 1.5031 | 1.3378 | 1.3016 | 1.2847 | 1.2824 | 1.2731 | 1.2581 | 1.2638 | 1.2914 | 1.2042 | 1.2269 | 1.2368 | 1.2246 | 1.387
22 | Demand at reference point in time under SEVERE conditions (one in 20 year) |  |  | 1.3379 | 1.3395 | 1.3455 | 1.314 | 1.1229 | 1.1229 | 1.3283 | 1.3577 | 1.3577 | 1.3577 | 1.3577 | 1.3898 | 1.3831 | 1.318 | 1.3012 | 1.2935 | 1.1627 | 1.1626 | 1.0814
23a | Load reduction / demand side response available at reference point in time under SEVERE conditions |  |  | 0 | 0 | 0 | 0 | 0 | 0 | 0 | 0 | 0 | 0 | 0 | 0 | 0 | 0 | 0 | 0 | 0 | 0 | 0
23b | Strategic reserves available at reference point in time under SEVERE conditions |  |  | 0 | 0 | 0 | 0 | 0 | 0 | 0 | 0 | 0 | 0 | 0 | 0 | 0 | 0 | 0 | 0 | 0 | 0 | 0
24 | Net weekly peak load for SEVERE conditions (24 = 22-23a) |  |  | 1.3379 | 1.3395 | 1.3455 | 1.314 | 1.1229 | 1.1229 | 1.3283 | 1.3577 | 1.3577 | 1.3577 | 1.3577 | 1.3898 | 1.3831 | 1.318 | 1.3012 | 1.2935 | 1.1627 | 1.1626 | 1.0814
25 | Remaining capacity for SEVERE conditions (25 = 21-24) |  |  | 0.082825 | 0.1444 | 0.048407 | 0.092742 | 0.38128 | 0.38024 | 0.0094827 | -0.056044 | -0.072987 | -0.075302 | -0.084519 | -0.13167 | -0.11925 | -0.026629 | -0.096914 | -0.066662 | 0.074067 | 0.062016 | 0.30566
C1 | Weekly peak load under SEVERE conditions (unrestricted reference point in time) |  |  | 1.3581 | 1.3598 | 1.3659 | 1.3473 | 1.1398 | 1.1461 | 1.3759 | 1.3844 | 1.3844 | 1.3844 | 1.3844 | 1.4171 | 1.4103 | 1.4075 | 1.3895 | 1.3814 | 1.38 | 1.3798 | 1.3838
C2 | Daily hour of expected weekly peak load (CET for winter, but CEST for last week; CEST for summer) |  |  | 20 | 20 | 20 | 20 | 20 | 20 | 20 | 20 | 20 | 20 | 20 | 20 | 20 | 20 | 20 | 20 | 21 | 21 | 21
PART D: ADDITIONAL INFORMATION FOR INTERCONNECTORS (at synchronous peak)
31 | Simultaneous importable capacity |  | From | 1.02 | 0.895 | 1.02 | 1.02 | 1.02 | 1.02 | 1.02 | 1.02 | 1.02 | 1.02 | 1.02 | 1.02 | 1.02 | 1.02 | 1.02 | 1.02 | 1.02 | 1.02 | 1.02
32 | Simultaneous exportable capacity |  | To | 1.17 | 1.17 | 1.17 | 1.17 | 1.17 | 1.17 | 1.17 | 1.17 | 1.17 | 1.17 | 1.2 | 1.2 | 1.2 | 1.2 | 1.2 | 1.2 | 1.2 | 1.2 | 1.2
| The off-peak dates are related to Sunday of each week |  |  | 2019-12-01 | 2019-12-08 | 2019-12-15 | 2019-12-22 | 2019-12-29 | 2020-01-05 | 2020-01-12 | 2020-01-19 | 2020-01-26 | 2020-02-02 | 2020-02-09 | 2020-02-16 | 2020-02-23 | 2020-03-01 | 2020-03-08 | 2020-03-15 | 2020-03-22 | 2020-03-29 | 2020-04-05
| WEEK |  |  | 48 | 49 | 50 | 51 | 52 | 1 | 2 | 3 | 4 | 5 | 6 | 7 | 8 | 9 | 10 | 11 | 12 | 13 | 14
| Time (CET for winter, but CEST for last week of winter; CEST for summer) |  |  | 5:00 | 5:00 | 5:00 | 5:00 | 5:00 | 5:00 | 5:00 | 5:00 | 5:00 | 5:00 | 5:00 | 5:00 | 5:00 | 5:00 | 5:00 | 5:00 | 5:00 | 5:00 | 5:00
PART E: ADDITIONAL INFORMATION FOR NIGHT MIN DEMAND CONDITIONS
33 | Weekly Minimum Demand (overnight valley minimum) |  |  | 0.74013 | 0.75691 | 0.77516 | 0.75971 | 0.69927 | 0.68148 | 0.81956 | 0.77006 | 0.77006 | 0.77006 | 0.77006 | 0.78901 | 0.78534 | 0.82888 | 0.80769 | 0.79043 | 0.82637 | 0.81026 | 0.79544
34 | Must Run Generation (excluding wind/run of river) |  |  | 0.6415 | 0.6415 | 0.64 | 0.641 | 0.6385 | 0.5265 | 0.538 | 0.532 | 0.454 | 0.436 | 0.419 | 0.419 | 0.443 | 0.449 | 0.465 | 0.469 | 0.465 | 0.583 | 0.583
35 | Run of river generation (Must Run) |  |  | 0 | 0 | 0 | 0 | 0 | 0 | 0 | 0 | 0 | 0 | 0 | 0 | 0 | 0 | 0.001 | 0.008 | 0.04 | 0.045 | 0.045
36 | Downward balancing reserves (FCR, FRR) |  |  | 0.25 | 0.25 | 0.25 | 0.25 | 0.25 | 0.25 | 0.25 | 0.25 | 0.25 | 0.25 | 0.25 | 0.25 | 0.25 | 0.25 | 0.25 | 0.25 | 0.25 | 0.25 | 0.25
37 | Pumping Storage Capacity available (Power) |  |  | 0.1 | 0.1 | 0 | 0.1 | 0.1 | 0.1 | 0.1 | 0.1 | 0.1 | 0.1 | 0.1 | 0.1 | 0.1 | 0.1 | 0.1 | 0.1 | 0.1 | 0.1 | 0.1
38a | Highest expected onshore wind generation running |  |  | 0.73722 | 0.74261 | 0.76239 | 0.76371 | 0.76169 | 0.77073 | 0.74634 | 0.74146 | 0.74391 | 0.75099 | 0.73374 | 0.74156 | 0.77353 | 0.74133 | 0.71599 | 0.7013 | 0.64813 | 0.67641 | 0.7032
38b | Highest expected offshore wind generation running |  |  | 0 | 0 | 0 | 0 | 0 | 0 | 0 | 0 | 0 | 0 | 0 | 0 | 0 | 0 | 0 | 0 | 0 | 0 | 0
39 | DOWNWARD REGULATION CAPABILITIES: 39 = (33+37)-(34+35+36+38a+38b)) |  |  | -0.78858 | -0.7772 | -0.87723 | -0.795 | -0.85092 | -0.76575 | -0.61478 | -0.6534 | -0.57785 | -0.56693 | -0.53268 | -0.52155 | -0.58119 | -0.51146 | -0.5243 | -0.53787 | -0.47676 | -0.64415 | -0.68576
PART Ebis: ADDITIONAL INFORMATION FOR INTERCONNECTORS
Transportable capacity at night minimum demand conditions (high wind conditions)
40 | Simultaneous importable capacity |  | From | 1.02 | 0.895 | 1.02 | 1.02 | 1.02 | 1.02 | 1.02 | 1.02 | 1.02 | 1.02 | 1.02 | 1.02 | 1.02 | 1.02 | 1.02 | 1.02 | 1.02 | 1.02 | 1.02
41 | Simultaneous exportable capacity |  | To | 1.17 | 1.17 | 1.17 | 1.17 | 1.17 | 1.17 | 1.17 | 1.17 | 1.17 | 1.17 | 1.2 | 1.2 | 1.2 | 1.2 | 1.2 | 1.2 | 1.2 | 1.2 | 1.2
| Time (CET for winter, but CEST for last week of winter; CEST for summer) |  |  | 11:00 | 11:00 | 11:00 | 11:00 | 11:00 | 11:00 | 11:00 | 11:00 | 11:00 | 11:00 | 11:00 | 11:00 | 11:00 | 11:00 | 11:00 | 11:00 | 11:00 | 11:00 | 11:00
PART F: ADDITIONAL INFORMATION FOR DAYTIME MIN DEMAND CONDITIONS
42 | Weekly Minimum Daytime Demand (Sunday low peak + solar) |  |  | 1.0051 | 1.0279 | 1.0527 | 1.0317 | 0.94961 | 0.92544 | 1.113 | 1.073 | 1.073 | 1.073 | 1.073 | 1.0994 | 1.0942 | 1.0446 | 1.0179 | 0.99615 | 1.0151 | 1.0072 | 0.98876
43 | Must Run Generation (excluding wind/PV/run of river) |  |  | 0.637 | 0.6415 | 0.64 | 0.64 | 0.644 | 0.529 | 0.538 | 0.536 | 0.453 | 0.433 | 0.412 | 0.416 | 0.426 | 0.442 | 0.4625 | 0.464 | 0.45 | 0.5275 | 0.5275
44 | Run of river generation (Must Run) |  |  | 0 | 0 | 0 | 0 | 0 | 0 | 0 | 0 | 0 | 0 | 0 | 0 | 0 | 0.032 | 0.054 | 0.06 | 0.0755 | 0.075 | 0.075
45 | Downward balancing reserves (FCR, FRR) |  |  | 0.25 | 0.25 | 0.25 | 0.25 | 0.25 | 0.25 | 0.25 | 0.25 | 0.25 | 0.25 | 0.25 | 0.25 | 0.25 | 0.25 | 0.25 | 0.25 | 0.25 | 0.25 | 0.25
46 | Pumping Storage Capacity available (Power) |  |  | 0.1 | 0.1 | 0 | 0.1 | 0.1 | 0.1 | 0.1 | 0.1 | 0.1 | 0.1 | 0.1 | 0.1 | 0.1 | 0.1 | 0.1 | 0.1 | 0.1 | 0.1 | 0.1
47a | Highest expected onshore wind generation running |  |  | 0.80036 | 0.79194 | 0.80122 | 0.79665 | 0.80021 | 0.80377 | 0.79848 | 0.81321 | 0.79146 | 0.81499 | 0.79721 | 0.78995 | 0.82507 | 0.80338 | 0.77929 | 0.77414 | 0.74704 | 0.761 | 0.76047
47b | Highest expected offshore wind generation running |  |  | 0 | 0 | 0 | 0 | 0 | 0 | 0 | 0 | 0 | 0 | 0 | 0 | 0 | 0 | 0 | 0 | 0 | 0 | 0
48 | Highest expected solar PV running |  |  | 0.3655 | 0.35496 | 0.34461 | 0.33821 | 0.33649 | 0.34185 | 0.34479 | 0.35201 | 0.36317 | 0.37521 | 0.38947 | 0.40125 | 0.42135 | 0.44117 | 0.45355 | 0.46501 | 0.47461 | 0.48318 | 0.3944
49 | DOWNWARD REGULATION CAPABILITIES: 49 = (42+46)-(43+44+45+47a+47b+48a+48b) |  |  | -0.94776 | -0.91052 | -0.98317 | -0.89319 | -0.9811 | -0.89918 | -0.71832 | -0.77827 | -0.68468 | -0.70024 | -0.67572 | -0.65783 | -0.72817 | -0.82394 | -0.88143 | -0.917 | -0.88208 | -0.9895 | -0.91861
PART Fbis: ADDITIONAL INFORMATION FOR INTERCONNECTORS
Transportable capacity at daytime minimum demand conditions (high wind and high solar conditions)
50 | Simultaneous importable capacity |  | From | 1.02 | 0.895 | 1.02 | 1.02 | 1.02 | 1.02 | 1.02 | 1.02 | 1.02 | 1.02 | 1.02 | 1.02 | 1.02 | 1.02 | 1.02 | 1.02 | 1.02 | 1.02 | 1.02
51 | Simultaneous exportable capacity |  | To | 1.17 | 1.17 | 1.17 | 1.17 | 1.17 | 1.17 | 1.17 | 1.17 | 1.17 | 1.17 | 1.2 | 1.2 | 1.2 | 1.2 | 1.2 | 1.2 | 1.2 | 1.2 | 1.2

## I5
Winter Outlook Report 2019/2020
| Power Data (all entries are assumed to be >0) |  |  |  |  | IT05 | [6 empty] | Heating if temperature below: | 15.7046 |  |  |  | Cooling if temperature above: | 22.4
| (Net values in GW, at a synchronous time every week) |  |  |  |  | Italy-SICILY | [6 empty] | Heating saturation temperature: | -2 |  |  |  | Cooling saturation temperature: | not detected
[13 empty] | Temperature sensitivity in heating [MW/ ͦC] | -44.5 |  |  |  | Temperature sensitivity in cooling [MW/ ͦC] | 100
| The peak dates are related to Wednesday of each week |  |  | 2019-11-27 | 2019-12-04 | 2019-12-11 | 2019-12-18 | 2019-12-24 | 2019-12-31 | 2020-01-08 | 2020-01-15 | 2020-01-22 | 2020-01-29 | 2020-02-05 | 2020-02-12 | 2020-02-19 | 2020-02-26 | 2020-03-04 | 2020-03-11 | 2020-03-18 | 2020-03-25 | 2020-04-01
| WEEK |  |  | 48 | 49 | 50 | 51 | 52 | 1 | 2 | 3 | 4 | 5 | 6 | 7 | 8 | 9 | 10 | 11 | 12 | 13 | 14
| Time (CET for winter, but CEST last week; CEST for summer) |  |  | 19:00 | 19:00 | 19:00 | 19:00 | 19:00 | 19:00 | 19:00 | 19:00 | 19:00 | 19:00 | 19:00 | 19:00 | 19:00 | 19:00 | 19:00 | 19:00 | 19:00 | 19:00 | 19:00
Line | PART A : INDIGENOUS NATIONAL GENERATION | Severe conditions Average Forced Outage Rate | Normal conditions Average Forced Outage Rate
Net generating capacity:
1 | Nuclear Power | 5% | 5%
2 | Fossil Fuels |  |  | 4.5709 | 4.5709 | 4.5709 | 4.5709 | 4.5709 | 4.5709 | 4.5709 | 4.5709 | 4.5709 | 4.5709 | 4.5709 | 4.5709 | 4.5709 | 4.5709 | 4.5709 | 4.5709 | 4.5709 | 4.5709 | 4.5709
2a | of which Lignite | 9% | 9% | 0 | 0 | 0 | 0 | 0 | 0 | 0 | 0 | 0 | 0 | 0 | 0 | 0 | 0 | 0 | 0 | 0 | 0 | 0
2b | of which Hard Coal | 12% | 12% | 0.0087104 | 0.0087104 | 0.0087104 | 0.0087104 | 0.0087104 | 0.0087104 | 0.0087104 | 0.0087104 | 0.0087104 | 0.0087104 | 0.0087104 | 0.0087104 | 0.0087104 | 0.0087104 | 0.0087104 | 0.0087104 | 0.0087104 | 0.0087104 | 0.0087104
2c | of which Gas | 9% | 9% | 3.693 | 3.693 | 3.693 | 3.693 | 3.693 | 3.693 | 3.693 | 3.693 | 3.693 | 3.693 | 3.693 | 3.693 | 3.693 | 3.693 | 3.693 | 3.693 | 3.693 | 3.693 | 3.693
2d | of which Oil | 18% | 18% | 0.86919 | 0.86919 | 0.86919 | 0.86919 | 0.86919 | 0.86919 | 0.86919 | 0.86919 | 0.86919 | 0.86919 | 0.86919 | 0.86919 | 0.86919 | 0.86919 | 0.86919 | 0.86919 | 0.86919 | 0.86919 | 0.86919
2e | of which Oil Shale | 8.75% | 8.75% | 0 | 0 | 0 | 0 | 0 | 0 | 0 | 0 | 0 | 0 | 0 | 0 | 0 | 0 | 0 | 0 | 0 | 0 | 0
2f | of which Fossil Peat | 8.75% | 8.75% | 0 | 0 | 0 | 0 | 0 | 0 | 0 | 0 | 0 | 0 | 0 | 0 | 0 | 0 | 0 | 0 | 0 | 0 | 0
3 | Renewable Energy Sources (other than hydro) |  |  | 3.3878 | 3.3878 | 3.3878 | 3.3878 | 3.3878 | 3.3878 | 3.3878 | 3.3878 | 3.3878 | 3.3878 | 3.3878 | 3.3878 | 3.3878 | 3.3878 | 3.3878 | 3.3878 | 3.3878 | 3.3878 | 3.3791
3a | of which onshore wind | 0% | 0% | 1.895 | 1.895 | 1.895 | 1.895 | 1.895 | 1.895 | 1.895 | 1.895 | 1.895 | 1.895 | 1.895 | 1.895 | 1.895 | 1.895 | 1.895 | 1.895 | 1.895 | 1.895 | 1.895
3b | of which offshore wind | 0% | 0% | 0 | 0 | 0 | 0 | 0 | 0 | 0 | 0 | 0 | 0 | 0 | 0 | 0 | 0 | 0 | 0 | 0 | 0 | 0
3c | of which Solar (PV) | 0% | 0% | 1.404 | 1.404 | 1.404 | 1.404 | 1.404 | 1.404 | 1.404 | 1.404 | 1.404 | 1.404 | 1.404 | 1.404 | 1.404 | 1.404 | 1.404 | 1.404 | 1.404 | 1.404 | 1.404
3d | of which Biomass | 0% | 0% | 0.070135 | 0.070135 | 0.070135 | 0.070135 | 0.070135 | 0.070135 | 0.070135 | 0.070135 | 0.070135 | 0.070135 | 0.070135 | 0.070135 | 0.070135 | 0.070135 | 0.070135 | 0.070135 | 0.070135 | 0.070135 | 0.079003
3e | of which other RES (e.g. tidal, wave, geothermal, RES waste, CSP) | 0% | 0% | 0.018665 | 0.018665 | 0.018665 | 0.018665 | 0.018665 | 0.018665 | 0.018665 | 0.018665 | 0.018665 | 0.018665 | 0.018665 | 0.018665 | 0.018665 | 0.018665 | 0.018665 | 0.018665 | 0.018665 | 0.018665 | 0.0011091
4a | Hydro Run of River and Reservoir | 0% | 0% | 0.132 | 0.132 | 0.132 | 0.132 | 0.132 | 0.132 | 0.132 | 0.132 | 0.132 | 0.132 | 0.132 | 0.132 | 0.132 | 0.132 | 0.132 | 0.132 | 0.132 | 0.132 | 0.132
4b | Hydro pumping | 0% | 0% | 0.58 | 0.58 | 0.58 | 0.58 | 0.58 | 0.58 | 0.58 | 0.58 | 0.58 | 0.58 | 0.58 | 0.58 | 0.58 | 0.58 | 0.58 | 0.58 | 0.58 | 0.58 | 0.58
5 | Other non-RES (e.g. CHP non-renewable, waste non-renewable) | 10% | 10% | 0.0088408 | 0.0088408 | 0.0088408 | 0.0088408 | 0.0088408 | 0.0088408 | 0.0088408 | 0.0088408 | 0.0088408 | 0.0088408 | 0.0088408 | 0.0088408 | 0.0088408 | 0.0088408 | 0.0088408 | 0.0088408 | 0.0088408 | 0.0088408 | 0.010872
6 | Total Net generating capacity (6 = 1+2+3+4a+4b+5) |  |  | 8.6795 | 8.6795 | 8.6795 | 8.6795 | 8.6795 | 8.6795 | 8.6795 | 8.6795 | 8.6795 | 8.6795 | 8.6795 | 8.6795 | 8.6795 | 8.6795 | 8.6795 | 8.6795 | 8.6795 | 8.6795 | 8.6729
7 | Maintenance & Overhauls (planned outages) |  |  | 0.24 | 0.735 | 0 | 0 | 0 | 0 | 0 | 0 | 0 | 0 | 0 | 0.29 | 0.29 | 0.29 | 0.408 | 0.408 | 0.263 | 0.263 | 0.372
7a | Nuclear Power
7b | Lignite |  |  | 0 | 0 | 0 | 0 | 0 | 0 | 0 | 0 | 0 | 0 | 0 | 0 | 0 | 0 | 0 | 0 | 0 | 0 | 0
7c | Hard Coal |  |  | 0 | 0 | 0 | 0 | 0 | 0 | 0 | 0 | 0 | 0 | 0 | 0 | 0 | 0 | 0 | 0 | 0 | 0 | 0
7d | Gas |  |  | 0.24 | 0.735 | 0 | 0 | 0 | 0 | 0 | 0 | 0 | 0 | 0 | 0 | 0 | 0 | 0.118 | 0.118 | 0.118 | 0.118 | 0.372
7e | Oil |  |  | 0 | 0 | 0 | 0 | 0 | 0 | 0 | 0 | 0 | 0 | 0 | 0.29 | 0.29 | 0.29 | 0.29 | 0.29 | 0.145 | 0.145 | 0
7f | Oil Shale |  |  | 0 | 0 | 0 | 0 | 0 | 0 | 0 | 0 | 0 | 0 | 0 | 0 | 0 | 0 | 0 | 0 | 0 | 0 | 0
7g | Fossil Peat |  |  | 0 | 0 | 0 | 0 | 0 | 0 | 0 | 0 | 0 | 0 | 0 | 0 | 0 | 0 | 0 | 0 | 0 | 0 | 0
7h | Onshore Wind
7i | Offshore Wind |  |  | 0 | 0 | 0 | 0 | 0 | 0 | 0 | 0 | 0 | 0 | 0 | 0 | 0 | 0 | 0 | 0 | 0 | 0 | 0
7j | Solar (PV) |  |  | 0 | 0 | 0 | 0 | 0 | 0 | 0 | 0 | 0 | 0 | 0 | 0 | 0 | 0 | 0 | 0 | 0 | 0 | 0
7k | Biomass |  |  | 0 | 0 | 0 | 0 | 0 | 0 | 0 | 0 | 0 | 0 | 0 | 0 | 0 | 0 | 0 | 0 | 0 | 0 | 0
7l | other RES (apart from hydro, including tidal, wave, geothermal, waste renewable, CSP,…) |  |  | 0 | 0 | 0 | 0 | 0 | 0 | 0 | 0 | 0 | 0 | 0 | 0 | 0 | 0 | 0 | 0 | 0 | 0 | 0
7m | Hydro Run of River and Reservoir |  |  | 0 | 0 | 0 | 0 | 0 | 0 | 0 | 0 | 0 | 0 | 0 | 0 | 0 | 0 | 0 | 0 | 0 | 0 | 0
7n | Hydro pumping |  |  | 0 | 0 | 0 | 0 | 0 | 0 | 0 | 0 | 0 | 0 | 0 | 0 | 0 | 0 | 0 | 0 | 0 | 0 | 0
7o | Other non-RES (incl. not clearly identifiable energy sources) |  |  | 0 | 0 | 0 | 0 | 0 | 0 | 0 | 0 | 0 | 0 | 0 | 0 | 0 | 0 | 0 | 0 | 0 | 0 | 0
PART B : DATA FOR NORMAL CONDITIONS
8 | Non-usable capacity at reference point (all power stations including mothballed, authorization & technical & legal constraints, energy source unavailability etc. ) |  |  | 3.5871 | 3.5862 | 3.5525 | 3.5283 | 3.5508 | 3.582 | 3.6797 | 3.6868 | 3.6773 | 3.6415 | 3.6695 | 3.6681 | 3.6484 | 3.6821 | 3.6789 | 3.6755 | 3.6857 | 3.6894 | 3.731
8a | of which nuclear
8b | of which Lignite |  |  | 0 | 0 | 0 | 0 | 0 | 0 | 0 | 0 | 0 | 0 | 0 | 0 | 0 | 0 | 0 | 0 | 0 | 0 | 0
8c | of which Hard Coal |  |  | 0 | 0 | 0 | 0 | 0 | 0.0005342 | 0 | 0 | 0 | 0 | 0 | 0 | 0 | 2.3192e-05 | 0 | 0 | 0 | 0 | 0.00068377
8d | of which Gas |  |  | 0.26619 | 0.27818 | 0.24351 | 0.24855 | 0.25774 | 0.26661 | 0.3708 | 0.37044 | 0.36958 | 0.36825 | 0.39292 | 0.39342 | 0.39793 | 0.39947 | 0.38626 | 0.37787 | 0.37877 | 0.38855 | 0.51422
8e | of which Oil |  |  | 0 | 0 | 0 | 0 | 0 | 0 | 0 | 0 | 0 | 0 | 0 | 0 | 0 | 0 | 0 | 0 | 0 | 0 | 0
8f | of which Oil Shale |  |  | 0 | 0 | 0 | 0 | 0 | 0 | 0 | 0 | 0 | 0 | 0 | 0 | 0 | 0 | 0 | 0 | 0 | 0 | 0
8g | of which Fossil Peat |  |  | 0 | 0 | 0 | 0 | 0 | 0 | 0 | 0 | 0 | 0 | 0 | 0 | 0 | 0 | 0 | 0 | 0 | 0 | 0
8h | of which onshore wind |  |  | 1.6139 | 1.601 | 1.598 | 1.5687 | 1.5805 | 1.5937 | 1.6049 | 1.6139 | 1.61 | 1.5893 | 1.5936 | 1.5883 | 1.5695 | 1.5996 | 1.6159 | 1.6192 | 1.6239 | 1.6095 | 1.5971
8i | of which offshore wind |  |  | 0 | 0 | 0 | 0 | 0 | 0 | 0 | 0 | 0 | 0 | 0 | 0 | 0 | 0 | 0 | 0 | 0 | 0 | 0
8j | of which Solar |  |  | 1.404 | 1.404 | 1.404 | 1.404 | 1.404 | 1.404 | 1.404 | 1.404 | 1.404 | 1.404 | 1.404 | 1.404 | 1.404 | 1.404 | 1.404 | 1.4039 | 1.4031 | 1.4015 | 1.3004
8k | of which Biomass |  |  | 0 | 0 | 0 | 0 | 0 | 0.012201 | 0 | 0.00036739 | 0.00054401 | 0.0011622 | 0.0015155 | 0.0026636 | 0.0070793 | 0.0085806 | 0.005313 | 0 | 0 | 0.0030168 | 0.013261
8l | of which other RES (apart from hydro) |  |  | 0 | 0 | 0 | 0 | 0.0015549 | 0.0032471 | 0 | 9.7769e-05 | 0.00014477 | 0.00030929 | 0.0004033 | 0.00070883 | 0.0018839 | 0.0022835 | 0.0014139 | 0 | 0 | 0.00080284 | 0.0035291
8m | Hydro Run of River and Reservoir |  |  | 0.123 | 0.123 | 0.127 | 0.127 | 0.127 | 0.121 | 0.12 | 0.118 | 0.113 | 0.0985 | 0.097 | 0.099 | 0.088 | 0.088 | 0.086 | 0.0945 | 0.1 | 0.106 | 0.121
8n | Hydro pumping |  |  | 0.18 | 0.18 | 0.18 | 0.18 | 0.18 | 0.18 | 0.18 | 0.18 | 0.18 | 0.18 | 0.18 | 0.18 | 0.18 | 0.18 | 0.18 | 0.18 | 0.18 | 0.18 | 0.18
8o | of which other non-RES (incl. not clearly identifiable energy sources) |  |  | 0 | 0 | 0 | 0 | 0 | 0.00072661 | 0 | 0 | 0 | 0 | 0 | 0 | 9.2026e-06 | 0.00021948 | 0 | 0 | 0 | 0 | 0.00087504
9 | Available capacity (9 = 6 - (7 + 8)) |  |  | 4.8525 | 4.3583 | 5.127 | 5.1512 | 5.1288 | 5.0975 | 4.9998 | 4.9927 | 5.0023 | 5.038 | 5.0101 | 4.7215 | 4.7412 | 4.7074 | 4.5926 | 4.5961 | 4.7308 | 4.7271 | 4.5699
10 | Outages: average expected value (all power stations) |  |  | 0.4452 | 0.39957 | 0.46884 | 0.46838 | 0.46756 | 0.46662 | 0.45738 | 0.45741 | 0.45749 | 0.45761 | 0.45539 | 0.40315 | 0.40274 | 0.40258 | 0.39317 | 0.39393 | 0.41994 | 0.41906 | 0.41103
11 | System services reserve (one hour ahead of real time) |  |  | 0.7 | 0.7 | 0.7 | 0.7 | 0.7 | 0.7 | 0.7 | 0.7 | 0.7 | 0.7 | 0.7 | 0.7 | 0.7 | 0.7 | 0.7 | 0.7 | 0.7 | 0.7 | 0.7
12 | Reliably available capacity (12 = 9 - (10 + 11)) |  |  | 3.7073 | 3.2587 | 3.9582 | 3.9829 | 3.9612 | 3.9309 | 3.8424 | 3.8353 | 3.8448 | 3.8804 | 3.8547 | 3.6183 | 3.6384 | 3.6048 | 3.4995 | 3.5021 | 3.6109 | 3.6081 | 3.4588
13 | Demand at reference point in time |  |  | 2.6502 | 2.779 | 2.8392 | 2.9553 | 2.5255 | 2.5255 | 2.8881 | 3.0535 | 3.0535 | 3.0535 | 3.0535 | 2.9615 | 3.0015 | 2.8492 | 2.8114 | 2.7965 | 2.3334 | 2.2877 | 2.1341
13b | Population average daily (24h) temperature (degrees Celsius) |  |  | 9.1967 | 8.3301 | 7.6214 | 7.1044 | 6.8393 | 6.7544 | 6.2718 | 6.4561 | 6.6204 | 6.8021 | 7.0275 | 7.3121 | 7.6748 | 8.1211 | 8.5764 | 9.1926 | 9.8965 | 10.6871 | 11.5522
14a | Load reduction / demand side response available at reference point in time |  |  | 0 | 0 | 0 | 0 | 0 | 0 | 0 | 0 | 0 | 0 | 0 | 0 | 0 | 0 | 0 | 0 | 0 | 0 | 0
14b | Strategic reserves available at reference point in time |  |  | 0 | 0 | 0 | 0 | 0 | 0 | 0 | 0 | 0 | 0 | 0 | 0 | 0 | 0 | 0 | 0 | 0 | 0 | 0
15 | Net weekly load at reference point in time (15 = 13-14a) |  |  | 2.6502 | 2.779 | 2.8392 | 2.9553 | 2.5255 | 2.5255 | 2.8881 | 3.0535 | 3.0535 | 3.0535 | 3.0535 | 2.9615 | 3.0015 | 2.8492 | 2.8114 | 2.7965 | 2.3334 | 2.2877 | 2.1341
16 | Remaining capacity at reference point in time (16 = 12- 15) |  |  | 1.0571 | 0.47974 | 1.119 | 1.0275 | 1.4358 | 1.4055 | 0.95428 | 0.78183 | 0.79132 | 0.82695 | 0.80123 | 0.6568 | 0.63686 | 0.75564 | 0.68802 | 0.70564 | 1.2775 | 1.3204 | 1.3247
B1 | Weekly peak load (unrestricted reference point in time) |  |  | 2.6941 | 2.825 | 2.8862 | 3.0346 | 2.5673 | 2.5673 | 2.9959 | 3.1218 | 3.1218 | 3.1218 | 3.1218 | 3.0278 | 3.0687 | 2.989 | 2.9494 | 2.9337 | 2.8489 | 2.793 | 2.6551
B2 | Daily hour of expected weekly peak load (CET for winter, but CEST for last week; CEST for summer) |  |  | 20 | 20 | 20 | 20 | 20 | 20 | 20 | 20 | 20 | 20 | 20 | 20 | 20 | 20 | 20 | 20 | 21 | 21 | 21
PART C : DATA FOR SEVERE CONDITIONS
17 | Non-usable capacity at reference point (all power stations including mothballed, authorization & technical & legal constraints, energy source unavailability etc. ) |  |  | 3.8466 | 3.8598 | 3.8293 | 3.8326 | 3.8534 | 3.8655 | 3.951 | 3.9492 | 3.9382 | 3.9163 | 3.9393 | 3.9436 | 3.9391 | 3.9481 | 3.9293 | 3.9192 | 3.9266 | 3.9422 | 4.0326
17a | of which nuclear
17b | of which Lignite |  |  | 0 | 0 | 0 | 0 | 0 | 0 | 0 | 0 | 0 | 0 | 0 | 0 | 0 | 0 | 0 | 0 | 0 | 0 | 0
17c | of which Hard Coal |  |  | 0 | 0 | 0 | 0 | 0 | 0.0005342 | 0 | 0 | 0 | 0 | 0 | 0 | 0 | 2.3192e-05 | 0 | 0 | 0 | 0 | 0.00068377
17d | of which Gas |  |  | 0.26619 | 0.27818 | 0.24351 | 0.24855 | 0.25774 | 0.26661 | 0.3708 | 0.37044 | 0.36958 | 0.36825 | 0.39292 | 0.39342 | 0.39793 | 0.39947 | 0.38626 | 0.37787 | 0.37877 | 0.38855 | 0.51422
17e | of which Oil |  |  | 0 | 0 | 0 | 0 | 0 | 0 | 0 | 0 | 0 | 0 | 0 | 0 | 0 | 0 | 0 | 0 | 0 | 0 | 0
17f | of which Oil Shale |  |  | 0 | 0 | 0 | 0 | 0 | 0 | 0 | 0 | 0 | 0 | 0 | 0 | 0 | 0 | 0 | 0 | 0 | 0 | 0
17g | of which Fossil Peat |  |  | 0 | 0 | 0 | 0 | 0 | 0 | 0 | 0 | 0 | 0 | 0 | 0 | 0 | 0 | 0 | 0 | 0 | 0 | 0
17h | of which onshore wind |  |  | 1.8734 | 1.8746 | 1.8748 | 1.8731 | 1.8773 | 1.8772 | 1.8762 | 1.8763 | 1.8709 | 1.8641 | 1.8635 | 1.8638 | 1.8602 | 1.8655 | 1.8663 | 1.8629 | 1.8638 | 1.8601 | 1.8594
17i | of which offshore wind |  |  | 0 | 0 | 0 | 0 | 0 | 0 | 0 | 0 | 0 | 0 | 0 | 0 | 0 | 0 | 0 | 0 | 0 | 0 | 0
17j | of which Solar |  |  | 1.404 | 1.404 | 1.404 | 1.404 | 1.404 | 1.404 | 1.404 | 1.404 | 1.404 | 1.404 | 1.404 | 1.404 | 1.404 | 1.404 | 1.404 | 1.404 | 1.404 | 1.4038 | 1.3396
17k | of which Biomass |  |  | 0 | 0 | 0 | 0 | 0.0058429 | 0.012201 | 0 | 0.00036739 | 0.00054401 | 0.0011622 | 0.0015155 | 0.0026636 | 0.0070793 | 0.0085806 | 0.005313 | 0 | 0 | 0.0030168 | 0.013261
17l | of which other RES (apart from hydro) |  |  | 0 | 0 | 0 | 0 | 0.0015549 | 0.0032471 | 0 | 9.7769e-05 | 0.00014477 | 0.00030929 | 0.0004033 | 0.00070883 | 0.0018839 | 0.0022835 | 0.0014139 | 0 | 0 | 0.00080284 | 0.0035291
17m | Hydro Run of River and Reservoir |  |  | 0.123 | 0.123 | 0.127 | 0.127 | 0.127 | 0.121 | 0.12 | 0.118 | 0.113 | 0.0985 | 0.097 | 0.099 | 0.088 | 0.088 | 0.086 | 0.0945 | 0.1 | 0.106 | 0.121
17n | Hydro pumping |  |  | 0.18 | 0.18 | 0.18 | 0.18 | 0.18 | 0.18 | 0.18 | 0.18 | 0.18 | 0.18 | 0.18 | 0.18 | 0.18 | 0.18 | 0.18 | 0.18 | 0.18 | 0.18 | 0.18
17o | of which other non-RES (incl. not clearly identifiable energy sources) |  |  | 0 | 0 | 0 | 0 | 0 | 0.00072661 | 0 | 0 | 0 | 0 | 0 | 0 | 9.2026e-06 | 0.00021948 | 0 | 0 | 0 | 0 | 0.00087504
18 | Available capacity (18 = 6 - (7 + 17)) |  |  | 4.593 | 4.0847 | 4.8502 | 4.8469 | 4.8261 | 4.8141 | 4.7285 | 4.7303 | 4.7414 | 4.7632 | 4.7402 | 4.4459 | 4.4504 | 4.4415 | 4.3423 | 4.3523 | 4.49 | 4.4743 | 4.2683
19 | Outages: average expected value (all power stations) under SEVERE conditions |  |  | 0.4452 | 0.39957 | 0.46884 | 0.46838 | 0.46756 | 0.46662 | 0.45738 | 0.45741 | 0.45749 | 0.45761 | 0.45539 | 0.40315 | 0.40274 | 0.40258 | 0.39317 | 0.39393 | 0.41994 | 0.41906 | 0.41103
20 | System services reserve (one hour ahead of real time) under SEVERE conditions |  |  | 0.7 | 0.7 | 0.7 | 0.7 | 0.7 | 0.7 | 0.7 | 0.7 | 0.7 | 0.7 | 0.7 | 0.7 | 0.7 | 0.7 | 0.7 | 0.7 | 0.7 | 0.7 | 0.7
21 | Reliably available capacity under SEVERE conditions (21 = 18 - (19 + 20)) |  |  | 3.4478 | 2.9852 | 3.6814 | 3.6785 | 3.6586 | 3.6474 | 3.5711 | 3.5729 | 3.5839 | 3.6056 | 3.5848 | 3.3428 | 3.3477 | 3.3389 | 3.2491 | 3.2584 | 3.37 | 3.3553 | 3.1573
22 | Demand at reference point in time under SEVERE conditions (one in 20 year) |  |  | 3.0318 | 3.1169 | 3.1359 | 3.2113 | 2.7442 | 2.7442 | 3.1194 | 3.2917 | 3.2917 | 3.2917 | 3.2917 | 3.1991 | 3.2381 | 3.0782 | 3.0387 | 3.0217 | 2.5518 | 2.5389 | 2.3604
23a | Load reduction / demand side response available at reference point in time under SEVERE conditions |  |  | 0 | 0 | 0 | 0 | 0 | 0 | 0 | 0 | 0 | 0 | 0 | 0 | 0 | 0 | 0 | 0 | 0 | 0 | 0
23b | Strategic reserves available at reference point in time under SEVERE conditions |  |  | 0 | 0 | 0 | 0 | 0 | 0 | 0 | 0 | 0 | 0 | 0 | 0 | 0 | 0 | 0 | 0 | 0 | 0 | 0
24 | Net weekly peak load for SEVERE conditions (24 = 22-23a) |  |  | 3.0318 | 3.1169 | 3.1359 | 3.2113 | 2.7442 | 2.7442 | 3.1194 | 3.2917 | 3.2917 | 3.2917 | 3.2917 | 3.1991 | 3.2381 | 3.0782 | 3.0387 | 3.0217 | 2.5518 | 2.5389 | 2.3604
25 | Remaining capacity for SEVERE conditions (25 = 21-24) |  |  | 0.41601 | -0.13177 | 0.54549 | 0.4672 | 0.91435 | 0.90322 | 0.45167 | 0.28119 | 0.29214 | 0.31385 | 0.29309 | 0.14367 | 0.1096 | 0.26064 | 0.21036 | 0.23667 | 0.81828 | 0.8164 | 0.79685
C1 | Weekly peak load under SEVERE conditions (unrestricted reference point in time) |  |  | 3.082 | 3.1686 | 3.1878 | 3.2975 | 2.7897 | 2.7897 | 3.2358 | 3.3654 | 3.3654 | 3.3654 | 3.3654 | 3.2707 | 3.3105 | 3.2293 | 3.1878 | 3.1699 | 3.1155 | 3.0997 | 3.0047
C2 | Daily hour of expected weekly peak load (CET for winter, but CEST for last week; CEST for summer) |  |  | 20 | 20 | 20 | 20 | 20 | 20 | 20 | 20 | 20 | 20 | 20 | 20 | 20 | 20 | 20 | 20 | 21 | 21 | 21
PART D: ADDITIONAL INFORMATION FOR INTERCONNECTORS (at synchronous peak)
31 | Simultaneous importable capacity |  | From | 1.3 | 1.3 | 1.3 | 1.3 | 1.3 | 1.3 | 1.3 | 1.3 | 1.3 | 1.3 | 1.3 | 1.3 | 1.3 | 1.3 | 1.3 | 1.3 | 1.3 | 1.3 | 0.3
32 | Simultaneous exportable capacity |  | To | 1.4 | 1.4 | 1.4 | 1.4 | 1.4 | 1.4 | 1.4 | 1.4 | 1.4 | 1.4 | 1.4 | 1.4 | 1.4 | 1.4 | 1.4 | 1.4 | 1.4 | 1.4 | 1.4
| The off-peak dates are related to Sunday of each week |  |  | 2019-12-01 | 2019-12-08 | 2019-12-15 | 2019-12-22 | 2019-12-29 | 2020-01-05 | 2020-01-12 | 2020-01-19 | 2020-01-26 | 2020-02-02 | 2020-02-09 | 2020-02-16 | 2020-02-23 | 2020-03-01 | 2020-03-08 | 2020-03-15 | 2020-03-22 | 2020-03-29 | 2020-04-05
| WEEK |  |  | 48 | 49 | 50 | 51 | 52 | 1 | 2 | 3 | 4 | 5 | 6 | 7 | 8 | 9 | 10 | 11 | 12 | 13 | 14
| Time (CET for winter, but CEST for last week of winter; CEST for summer) |  |  | 5:00 | 5:00 | 5:00 | 5:00 | 5:00 | 5:00 | 5:00 | 5:00 | 5:00 | 5:00 | 5:00 | 5:00 | 5:00 | 5:00 | 5:00 | 5:00 | 5:00 | 5:00 | 5:00
PART E: ADDITIONAL INFORMATION FOR NIGHT MIN DEMAND CONDITIONS
33 | Weekly Minimum Demand (overnight valley minimum) |  |  | 1.3383 | 1.4033 | 1.4337 | 1.4728 | 1.3567 | 1.265 | 1.5224 | 1.5562 | 1.5562 | 1.5562 | 1.5562 | 1.5094 | 1.5298 | 1.5032 | 1.4833 | 1.4754 | 1.5878 | 1.5701 | 1.4926
34 | Must Run Generation (excluding wind/run of river) |  |  | 0.5115 | 0.503 | 0.503 | 0.4985 | 0.4935 | 0.4935 | 0.492 | 0.492 | 0.492 | 0.503 | 0.504 | 0.504 | 0.504 | 0.496 | 0.496 | 0.518 | 0.5155 | 0.5155 | 0.5155
35 | Run of river generation (Must Run) |  |  | 0.001 | 0.001 | 0.001 | 0.001 | 0.001 | 0.001 | 0.008 | 0.032 | 0.034 | 0.026 | 0.026 | 0.026 | 0.025 | 0.025 | 0.025 | 0.023 | 0.0125 | 0.01 | 0.009
36 | Downward balancing reserves (FCR, FRR) |  |  | 0.25 | 0.25 | 0.25 | 0.25 | 0.25 | 0.25 | 0.25 | 0.25 | 0.25 | 0.25 | 0.25 | 0.25 | 0.25 | 0.25 | 0.25 | 0.25 | 0.25 | 0.25 | 0.25
37 | Pumping Storage Capacity available (Power) |  |  | 0.2 | 0.2 | 0.2 | 0.2 | 0.2 | 0.2 | 0.2 | 0.2 | 0.2 | 0.2 | 0.2 | 0.2 | 0.2 | 0.2 | 0.2 | 0.2 | 0.2 | 0.2 | 0.2
38a | Highest expected onshore wind generation running |  |  | 1.268 | 1.276 | 1.2963 | 1.2865 | 1.2557 | 1.2502 | 1.222 | 1.2762 | 1.307 | 1.2915 | 1.2648 | 1.2319 | 1.2394 | 1.2451 | 1.2256 | 1.2044 | 1.1927 | 1.1879 | 1.2108
38b | Highest expected offshore wind generation running |  |  | 0 | 0 | 0 | 0 | 0 | 0 | 0 | 0 | 0 | 0 | 0 | 0 | 0 | 0 | 0 | 0 | 0 | 0 | 0
39 | DOWNWARD REGULATION CAPABILITIES: 39 = (33+37)-(34+35+36+38a+38b)) |  |  | -0.49217 | -0.42665 | -0.41656 | -0.36325 | -0.44351 | -0.52977 | -0.24955 | -0.29391 | -0.32675 | -0.31425 | -0.2886 | -0.30251 | -0.28857 | -0.31288 | -0.31332 | -0.31999 | -0.18289 | -0.19326 | -0.29271
PART Ebis: ADDITIONAL INFORMATION FOR INTERCONNECTORS
Transportable capacity at night minimum demand conditions (high wind conditions)
40 | Simultaneous importable capacity |  | From | 1.3 | 1.3 | 1.3 | 1.3 | 1.3 | 1.3 | 1.3 | 1.3 | 1.3 | 1.3 | 1.3 | 1.3 | 1.3 | 1.3 | 1.3 | 1.3 | 1.3 | 1.3 | 0.3
41 | Simultaneous exportable capacity |  | To | 1.4 | 1.4 | 1.4 | 1.4 | 1.4 | 1.4 | 1.4 | 1.4 | 1.4 | 1.4 | 1.4 | 1.4 | 1.4 | 1.4 | 1.4 | 1.4 | 1.4 | 1.4 | 1.4
| Time (CET for winter, but CEST for last week of winter; CEST for summer) |  |  | 11:00 | 11:00 | 11:00 | 11:00 | 11:00 | 11:00 | 11:00 | 11:00 | 11:00 | 11:00 | 11:00 | 11:00 | 11:00 | 11:00 | 11:00 | 11:00 | 11:00 | 11:00 | 11:00
PART F: ADDITIONAL INFORMATION FOR DAYTIME MIN DEMAND CONDITIONS
42 | Weekly Minimum Daytime Demand (Sunday low peak + solar) |  |  | 1.9301 | 2.0239 | 2.0677 | 2.1241 | 1.9566 | 1.8244 | 2.1956 | 2.3288 | 2.3288 | 2.3288 | 2.3288 | 2.2587 | 2.2892 | 2.1633 | 2.1346 | 2.1233 | 2.2113 | 2.18 | 2.0723
43 | Must Run Generation (excluding wind/PV/run of river) |  |  | 0.529 | 0.5245 | 0.52975 | 0.5175 | 0.51025 | 0.521 | 0.52 | 0.531 | 0.52 | 0.533 | 0.533 | 0.529 | 0.514 | 0.508 | 0.508 | 0.511 | 0.509 | 0.509 | 0.53
44 | Run of river generation (Must Run) |  |  | 0.001 | 0.001 | 0.001 | 0.001 | 0.0055 | 0.006 | 0.009 | 0.024 | 0.033 | 0.022 | 0.022 | 0.022 | 0.024 | 0.024 | 0.024 | 0.02 | 0.0185 | 0.011 | 0.011
45 | Downward balancing reserves (FCR, FRR) |  |  | 0.25 | 0.25 | 0.25 | 0.25 | 0.25 | 0.25 | 0.25 | 0.25 | 0.25 | 0.25 | 0.25 | 0.25 | 0.25 | 0.25 | 0.25 | 0.25 | 0.25 | 0.25 | 0.25
46 | Pumping Storage Capacity available (Power) |  |  | 0.2 | 0.2 | 0.2 | 0.2 | 0.2 | 0.2 | 0.2 | 0.2 | 0.2 | 0.2 | 0.2 | 0.2 | 0.2 | 0.2 | 0.2 | 0.2 | 0.2 | 0.2 | 0.2
47a | Highest expected onshore wind generation running |  |  | 1.3214 | 1.332 | 1.3588 | 1.3489 | 1.345 | 1.3397 | 1.2934 | 1.3489 | 1.3604 | 1.3617 | 1.3682 | 1.3582 | 1.3543 | 1.3397 | 1.3057 | 1.2861 | 1.2566 | 1.2592 | 1.2515
47b | Highest expected offshore wind generation running |  |  | 0 | 0 | 0 | 0 | 0 | 0 | 0 | 0 | 0 | 0 | 0 | 0 | 0 | 0 | 0 | 0 | 0 | 0 | 0
48 | Highest expected solar PV running |  |  | 0.71066 | 0.6843 | 0.66865 | 0.6669 | 0.68406 | 0.70319 | 0.70908 | 0.71548 | 0.72821 | 0.7385 | 0.75783 | 0.78917 | 0.81427 | 0.84832 | 0.87201 | 0.89025 | 0.9032 | 0.91253 | 0.77004
49 | DOWNWARD REGULATION CAPABILITIES: 49 = (42+46)-(43+44+45+47a+47b+48a+48b) |  |  | -0.68194 | -0.56792 | -0.54043 | -0.4602 | -0.63822 | -0.7955 | -0.38585 | -0.34054 | -0.36284 | -0.37643 | -0.40223 | -0.48969 | -0.46738 | -0.60676 | -0.62503 | -0.63408 | -0.526 | -0.56178 | -0.54019
PART Fbis: ADDITIONAL INFORMATION FOR INTERCONNECTORS
Transportable capacity at daytime minimum demand conditions (high wind and high solar conditions)
50 | Simultaneous importable capacity |  | From | 1.3 | 1.3 | 1.3 | 1.3 | 1.3 | 1.3 | 1.3 | 1.3 | 1.3 | 1.3 | 1.3 | 1.3 | 1.3 | 1.3 | 1.3 | 1.3 | 1.3 | 1.3 | 0.3
51 | Simultaneous exportable capacity |  | To | 1.4 | 1.4 | 1.4 | 1.4 | 1.4 | 1.4 | 1.4 | 1.4 | 1.4 | 1.4 | 1.4 | 1.4 | 1.4 | 1.4 | 1.4 | 1.4 | 1.4 | 1.4 | 1.4

## I4
Winter Outlook Report 2019/2020
| Power Data (all entries are assumed to be >0) |  |  |  |  | IT04 | [6 empty] | Heating if temperature below: | 15.7046 |  |  |  | Cooling if temperature above: | 21.6
| (Net values in GW, at a synchronous time every week) |  |  |  |  | Italy-SOUTH | [6 empty] | Heating saturation temperature: | 6 |  |  |  | Cooling saturation temperature: | not detected
[13 empty] | Temperature sensitivity in heating [MW/ ͦC] | -49.5 |  |  |  | Temperature sensitivity in cooling [MW/ ͦC] | 150
| The peak dates are related to Wednesday of each week |  |  | 2019-11-27 | 2019-12-04 | 2019-12-11 | 2019-12-18 | 2019-12-24 | 2019-12-31 | 2020-01-08 | 2020-01-15 | 2020-01-22 | 2020-01-29 | 2020-02-05 | 2020-02-12 | 2020-02-19 | 2020-02-26 | 2020-03-04 | 2020-03-11 | 2020-03-18 | 2020-03-25 | 2020-04-01
| WEEK |  |  | 48 | 49 | 50 | 51 | 52 | 1 | 2 | 3 | 4 | 5 | 6 | 7 | 8 | 9 | 10 | 11 | 12 | 13 | 14
| Time (CET for winter, but CEST last week; CEST for summer) |  |  | 19:00 | 19:00 | 19:00 | 19:00 | 19:00 | 19:00 | 19:00 | 19:00 | 19:00 | 19:00 | 19:00 | 19:00 | 19:00 | 19:00 | 19:00 | 19:00 | 19:00 | 19:00 | 19:00
Line | PART A : INDIGENOUS NATIONAL GENERATION | Severe conditions Average Forced Outage Rate | Normal conditions Average Forced Outage Rate
Net generating capacity:
1 | Nuclear Power | 5% | 5%
2 | Fossil Fuels |  |  | 11.4877 | 11.4877 | 11.4877 | 11.4877 | 11.4877 | 11.4877 | 11.4877 | 11.4877 | 11.4877 | 11.4877 | 11.4877 | 11.4877 | 11.4877 | 11.4877 | 11.4877 | 11.4877 | 11.4877 | 11.4877 | 11.4877
2a | of which Lignite | 9% | 9% | 0 | 0 | 0 | 0 | 0 | 0 | 0 | 0 | 0 | 0 | 0 | 0 | 0 | 0 | 0 | 0 | 0 | 0 | 0
2b | of which Hard Coal | 12% | 12% | 2.4333 | 2.4333 | 2.4333 | 2.4333 | 2.4333 | 2.4333 | 2.4333 | 2.4333 | 2.4333 | 2.4333 | 2.4333 | 2.4333 | 2.4333 | 2.4333 | 2.4333 | 2.4333 | 2.4333 | 2.4333 | 2.4333
2c | of which Gas | 9% | 9% | 8.9854 | 8.9854 | 8.9854 | 8.9854 | 8.9854 | 8.9854 | 8.9854 | 8.9854 | 8.9854 | 8.9854 | 8.9854 | 8.9854 | 8.9854 | 8.9854 | 8.9854 | 8.9854 | 8.9854 | 8.9854 | 8.9854
2d | of which Oil | 18% | 18% | 0.068892 | 0.068892 | 0.068892 | 0.068892 | 0.068892 | 0.068892 | 0.068892 | 0.068892 | 0.068892 | 0.068892 | 0.068892 | 0.068892 | 0.068892 | 0.068892 | 0.068892 | 0.068892 | 0.068892 | 0.068892 | 0.068892
2e | of which Oil Shale | 8.75% | 8.75% | 0 | 0 | 0 | 0 | 0 | 0 | 0 | 0 | 0 | 0 | 0 | 0 | 0 | 0 | 0 | 0 | 0 | 0 | 0
2f | of which Fossil Peat | 8.75% | 8.75% | 0 | 0 | 0 | 0 | 0 | 0 | 0 | 0 | 0 | 0 | 0 | 0 | 0 | 0 | 0 | 0 | 0 | 0 | 0
3 | Renewable Energy Sources (other than hydro) |  |  | 9.6159 | 9.6159 | 9.6159 | 9.6159 | 9.6159 | 9.6159 | 9.6159 | 9.6159 | 9.6159 | 9.6159 | 9.6159 | 9.6159 | 9.6159 | 9.6159 | 9.6159 | 9.6159 | 9.6159 | 9.6159 | 9.6019
3a | of which onshore wind | 0% | 0% | 5.337 | 5.337 | 5.337 | 5.337 | 5.337 | 5.337 | 5.337 | 5.337 | 5.337 | 5.337 | 5.337 | 5.337 | 5.337 | 5.337 | 5.337 | 5.337 | 5.337 | 5.337 | 5.337
3b | of which offshore wind | 0% | 0% | 0 | 0 | 0 | 0 | 0 | 0 | 0 | 0 | 0 | 0 | 0 | 0 | 0 | 0 | 0 | 0 | 0 | 0 | 0
3c | of which Solar (PV) | 0% | 0% | 3.751 | 3.751 | 3.751 | 3.751 | 3.751 | 3.751 | 3.751 | 3.751 | 3.751 | 3.751 | 3.751 | 3.751 | 3.751 | 3.751 | 3.751 | 3.751 | 3.751 | 3.751 | 3.751
3d | of which Biomass | 0% | 0% | 0.49789 | 0.49789 | 0.49789 | 0.49789 | 0.49789 | 0.49789 | 0.49789 | 0.49789 | 0.49789 | 0.49789 | 0.49789 | 0.49789 | 0.49789 | 0.49789 | 0.49789 | 0.49789 | 0.49789 | 0.49789 | 0.51216
3e | of which other RES (e.g. tidal, wave, geothermal, RES waste, CSP) | 0% | 0% | 0.030034 | 0.030034 | 0.030034 | 0.030034 | 0.030034 | 0.030034 | 0.030034 | 0.030034 | 0.030034 | 0.030034 | 0.030034 | 0.030034 | 0.030034 | 0.030034 | 0.030034 | 0.030034 | 0.030034 | 0.030034 | 0.0017848
4a | Hydro Run of River and Reservoir | 0% | 0% | 1.015 | 1.015 | 1.015 | 1.015 | 1.015 | 1.015 | 1.015 | 1.015 | 1.015 | 1.015 | 1.015 | 1.015 | 1.015 | 1.015 | 1.015 | 1.015 | 1.015 | 1.015 | 1.015
4b | Hydro pumping | 0% | 0% | 0 | 0 | 0 | 0 | 0 | 0 | 0 | 0 | 0 | 0 | 0 | 0 | 0 | 0 | 0 | 0 | 0 | 0 | 0
5 | Other non-RES (e.g. CHP non-renewable, waste non-renewable) | 10% | 10% | 0.013537 | 0.013537 | 0.013537 | 0.013537 | 0.013537 | 0.013537 | 0.013537 | 0.013537 | 0.013537 | 0.013537 | 0.013537 | 0.013537 | 0.013537 | 0.013537 | 0.013537 | 0.013537 | 0.013537 | 0.013537 | 0.017324
6 | Total Net generating capacity (6 = 1+2+3+4a+4b+5) |  |  | 22.1321 | 22.1321 | 22.1321 | 22.1321 | 22.1321 | 22.1321 | 22.1321 | 22.1321 | 22.1321 | 22.1321 | 22.1321 | 22.1321 | 22.1321 | 22.1321 | 22.1321 | 22.1321 | 22.1321 | 22.1321 | 22.1219
7 | Maintenance & Overhauls (planned outages) |  |  | 0.598 | 0.598 | 0.598 | 0 | 0 | 0 | 0 | 0 | 0 | 0 | 0 | 0 | 0 | 0 | 0 | 0 | 0.381 | 0.986 | 0.605
7a | Nuclear Power
7b | Lignite |  |  | 0 | 0 | 0 | 0 | 0 | 0 | 0 | 0 | 0 | 0 | 0 | 0 | 0 | 0 | 0 | 0 | 0 | 0 | 0
7c | Hard Coal |  |  | 0.598 | 0.598 | 0.598 | 0 | 0 | 0 | 0 | 0 | 0 | 0 | 0 | 0 | 0 | 0 | 0 | 0 | 0 | 0.605 | 0.605
7d | Gas |  |  | 0 | 0 | 0 | 0 | 0 | 0 | 0 | 0 | 0 | 0 | 0 | 0 | 0 | 0 | 0 | 0 | 0.381 | 0.381 | 0
7e | Oil |  |  | 0 | 0 | 0 | 0 | 0 | 0 | 0 | 0 | 0 | 0 | 0 | 0 | 0 | 0 | 0 | 0 | 0 | 0 | 0
7f | Oil Shale |  |  | 0 | 0 | 0 | 0 | 0 | 0 | 0 | 0 | 0 | 0 | 0 | 0 | 0 | 0 | 0 | 0 | 0 | 0 | 0
7g | Fossil Peat |  |  | 0 | 0 | 0 | 0 | 0 | 0 | 0 | 0 | 0 | 0 | 0 | 0 | 0 | 0 | 0 | 0 | 0 | 0 | 0
7h | Onshore Wind
7i | Offshore Wind |  |  | 0 | 0 | 0 | 0 | 0 | 0 | 0 | 0 | 0 | 0 | 0 | 0 | 0 | 0 | 0 | 0 | 0 | 0 | 0
7j | Solar (PV) |  |  | 0 | 0 | 0 | 0 | 0 | 0 | 0 | 0 | 0 | 0 | 0 | 0 | 0 | 0 | 0 | 0 | 0 | 0 | 0
7k | Biomass |  |  | 0 | 0 | 0 | 0 | 0 | 0 | 0 | 0 | 0 | 0 | 0 | 0 | 0 | 0 | 0 | 0 | 0 | 0 | 0
7l | other RES (apart from hydro, including tidal, wave, geothermal, waste renewable, CSP,…) |  |  | 0 | 0 | 0 | 0 | 0 | 0 | 0 | 0 | 0 | 0 | 0 | 0 | 0 | 0 | 0 | 0 | 0 | 0 | 0
7m | Hydro Run of River and Reservoir |  |  | 0 | 0 | 0 | 0 | 0 | 0 | 0 | 0 | 0 | 0 | 0 | 0 | 0 | 0 | 0 | 0 | 0 | 0 | 0
7n | Hydro pumping |  |  | 0 | 0 | 0 | 0 | 0 | 0 | 0 | 0 | 0 | 0 | 0 | 0 | 0 | 0 | 0 | 0 | 0 | 0 | 0
7o | Other non-RES (incl. not clearly identifiable energy sources) |  |  | 0 | 0 | 0 | 0 | 0 | 0 | 0 | 0 | 0 | 0 | 0 | 0 | 0 | 0 | 0 | 0 | 0 | 0 | 0
PART B : DATA FOR NORMAL CONDITIONS
8 | Non-usable capacity at reference point (all power stations including mothballed, authorization & technical & legal constraints, energy source unavailability etc. ) |  |  | 10.5449 | 10.4379 | 10.3165 | 10.2206 | 10.2939 | 10.3138 | 10.5505 | 10.4766 | 10.4896 | 10.3852 | 10.3744 | 10.446 | 10.5217 | 10.6147 | 10.6419 | 10.5266 | 10.5869 | 10.5772 | 10.5418
8a | of which nuclear
8b | of which Lignite |  |  | 0 | 0 | 0 | 0 | 0 | 0 | 0 | 0 | 0 | 0 | 0 | 0 | 0 | 0 | 0 | 0 | 0 | 0 | 0
8c | of which Hard Coal |  |  | 0.042969 | 0 | 0 | 0.016339 | 0.016857 | 0.016739 | 0 | 0 | 0 | 0 | 0 | 0 | 0 | 0 | 0 | 0 | 0 | 0 | 0
8d | of which Gas |  |  | 1.6614 | 1.666 | 1.6485 | 1.6505 | 1.659 | 1.6573 | 1.9893 | 1.9897 | 1.9862 | 1.979 | 1.9685 | 1.967 | 1.9717 | 1.9786 | 2.046 | 2.0475 | 2.0283 | 2.0191 | 2.0522
8e | of which Oil |  |  | 0.064292 | 0.064417 | 0.063934 | 0.06399 | 0.064194 | 0.064148 | 0.063711 | 0.06366 | 0.063521 | 0.063338 | 0.063199 | 0.063247 | 0.06324 | 0.063431 | 0.063533 | 0.063709 | 0.063809 | 0.063616 | 0.063581
8f | of which Oil Shale |  |  | 0 | 0 | 0 | 0 | 0 | 0 | 0 | 0 | 0 | 0 | 0 | 0 | 0 | 0 | 0 | 0 | 0 | 0 | 0
8g | of which Fossil Peat |  |  | 0 | 0 | 0 | 0 | 0 | 0 | 0 | 0 | 0 | 0 | 0 | 0 | 0 | 0 | 0 | 0 | 0 | 0 | 0
8h | of which onshore wind |  |  | 4.2335 | 4.1907 | 4.1281 | 4.0038 | 4.0221 | 4.0937 | 4.1326 | 4.1245 | 4.1425 | 4.0627 | 4.0498 | 4.095 | 4.0405 | 4.1152 | 4.1722 | 4.1476 | 4.2018 | 4.1338 | 4.1282
8i | of which offshore wind |  |  | 0 | 0 | 0 | 0 | 0 | 0 | 0 | 0 | 0 | 0 | 0 | 0 | 0 | 0 | 0 | 0 | 0 | 0 | 0
8j | of which Solar |  |  | 3.751 | 3.751 | 3.751 | 3.751 | 3.751 | 3.751 | 3.751 | 3.751 | 3.751 | 3.751 | 3.751 | 3.751 | 3.751 | 3.751 | 3.751 | 3.751 | 3.7509 | 3.75 | 3.5607
8k | of which Biomass |  |  | 0.094874 | 0.10294 | 0.071873 | 0.075458 | 0.087601 | 0.084114 | 0.063535 | 0.06025 | 0.051288 | 0.039489 | 0.041528 | 0.044665 | 0.044217 | 0.056464 | 0.054035 | 0.065386 | 0.071808 | 0.059412 | 0.059172
8l | of which other RES (apart from hydro) |  |  | 0.0068749 | 0.0075058 | 0.0050754 | 0.0053558 | 0.0063841 | 0.0061504 | 0.0039537 | 0.0036966 | 0.0029955 | 0.0020724 | 0.0013713 | 0.0016167 | 0.0015817 | 0.0025398 | 0.0030539 | 0.003942 | 0.0044444 | 0.0034746 | 0.0032993
8m | Hydro Run of River and Reservoir |  |  | 0.688 | 0.653 | 0.647 | 0.653 | 0.685 | 0.639 | 0.546 | 0.4835 | 0.492 | 0.4875 | 0.499 | 0.5235 | 0.6495 | 0.6475 | 0.552 | 0.447 | 0.465 | 0.5475 | 0.6745
8n | Hydro pumping |  |  | 0 | 0 | 0 | 0 | 0 | 0 | 0 | 0 | 0 | 0 | 0 | 0 | 0 | 0 | 0 | 0 | 0 | 0 | 0
8o | of which other non-RES (incl. not clearly identifiable energy sources) |  |  | 0.0019388 | 0.0022548 | 0.0010377 | 0.0011781 | 0.0016931 | 0.001576 | 0.00047589 | 0.00034715 | 0 | 0 | 0 | 0 | 0 | 0 | 2.5303e-05 | 0.00047004 | 0.00072167 | 0.00023597 | 0.00014819
9 | Available capacity (9 = 6 - (7 + 8)) |  |  | 10.9892 | 11.0963 | 11.2177 | 11.9115 | 11.8383 | 11.8183 | 11.5816 | 11.6555 | 11.6425 | 11.747 | 11.7578 | 11.6861 | 11.6104 | 11.5175 | 11.4903 | 11.6056 | 11.1643 | 10.569 | 10.9751
10 | Outages: average expected value (all power stations) |  |  | 0.87623 | 0.88092 | 0.88271 | 0.9523 | 0.95139 | 0.95157 | 0.92389 | 0.92388 | 0.92425 | 0.92493 | 0.9259 | 0.92603 | 0.92561 | 0.92495 | 0.91886 | 0.91866 | 0.88605 | 0.81436 | 0.84607
11 | System services reserve (one hour ahead of real time) |  |  | 0.5 | 0.5 | 0.5 | 0.5 | 0.5 | 0.5 | 0.5 | 0.5 | 0.5 | 0.5 | 0.5 | 0.5 | 0.5 | 0.5 | 0.5 | 0.5 | 0.5 | 0.5 | 0.5
12 | Reliably available capacity (12 = 9 - (10 + 11)) |  |  | 9.613 | 9.7154 | 9.8349 | 10.4592 | 10.3869 | 10.3668 | 10.1577 | 10.2316 | 10.2183 | 10.322 | 10.3319 | 10.2601 | 10.1848 | 10.0925 | 10.0714 | 10.1869 | 9.7782 | 9.2546 | 9.6291
13 | Demand at reference point in time |  |  | 3.8587 | 4.1328 | 4.0441 | 4.3167 | 3.4534 | 3.4534 | 4.2549 | 4.2985 | 4.2985 | 4.2985 | 4.2985 | 4.213 | 4.1327 | 4.018 | 4.0239 | 3.9063 | 3.1538 | 3.0362 | 2.9242
13b | Population average daily (24h) temperature (degrees Celsius) |  |  | 9.1967 | 8.3301 | 7.6214 | 7.1044 | 6.8393 | 6.7544 | 6.2718 | 6.4561 | 6.6204 | 6.8021 | 7.0275 | 7.3121 | 7.6748 | 8.1211 | 8.5764 | 9.1926 | 9.8965 | 10.6871 | 11.5522
14a | Load reduction / demand side response available at reference point in time |  |  | 0 | 0 | 0 | 0 | 0 | 0 | 0 | 0 | 0 | 0 | 0 | 0 | 0 | 0 | 0 | 0 | 0 | 0 | 0
14b | Strategic reserves available at reference point in time |  |  | 0 | 0 | 0 | 0 | 0 | 0 | 0 | 0 | 0 | 0 | 0 | 0 | 0 | 0 | 0 | 0 | 0 | 0 | 0
15 | Net weekly load at reference point in time (15 = 13-14a) |  |  | 3.8587 | 4.1328 | 4.0441 | 4.3167 | 3.4534 | 3.4534 | 4.2549 | 4.2985 | 4.2985 | 4.2985 | 4.2985 | 4.213 | 4.1327 | 4.018 | 4.0239 | 3.9063 | 3.1538 | 3.0362 | 2.9242
16 | Remaining capacity at reference point in time (16 = 12- 15) |  |  | 5.7543 | 5.5826 | 5.7909 | 6.1425 | 6.9335 | 6.9134 | 5.9028 | 5.9331 | 5.9197 | 6.0235 | 6.0333 | 6.0471 | 6.0521 | 6.0745 | 6.0475 | 6.2806 | 6.6244 | 6.2184 | 6.7048
B1 | Weekly peak load (unrestricted reference point in time) |  |  | 3.8707 | 4.1457 | 4.0567 | 4.374 | 3.4642 | 3.628 | 4.3553 | 4.2985 | 4.2985 | 4.2985 | 4.2985 | 4.213 | 4.1327 | 4.0858 | 4.0918 | 3.9723 | 3.908 | 3.7623 | 3.7747
B2 | Daily hour of expected weekly peak load (CET for winter, but CEST for last week; CEST for summer) |  |  | 18 | 18 | 18 | 18 | 18 | 18 | 18 | 19 | 19 | 19 | 19 | 19 | 19 | 20 | 20 | 20 | 21 | 21 | 21
PART C : DATA FOR SEVERE CONDITIONS
17 | Non-usable capacity at reference point (all power stations including mothballed, authorization & technical & legal constraints, energy source unavailability etc. ) |  |  | 11.5669 | 11.5022 | 11.441 | 11.4389 | 11.5016 | 11.454 | 11.6535 | 11.5882 | 11.58 | 11.5338 | 11.531 | 11.5604 | 11.6728 | 11.7245 | 11.6935 | 11.5984 | 11.6046 | 11.64 | 11.6846
17a | of which nuclear
17b | of which Lignite |  |  | 0 | 0 | 0 | 0 | 0 | 0 | 0 | 0 | 0 | 0 | 0 | 0 | 0 | 0 | 0 | 0 | 0 | 0 | 0
17c | of which Hard Coal |  |  | 0.042969 | 0 | 0 | 0.016339 | 0.016857 | 0.016739 | 0 | 0 | 0 | 0 | 0 | 0 | 0 | 0 | 0 | 0 | 0 | 0 | 0
17d | of which Gas |  |  | 1.6614 | 1.666 | 1.6485 | 1.6505 | 1.659 | 1.6573 | 1.9893 | 1.9897 | 1.9862 | 1.979 | 1.9685 | 1.967 | 1.9717 | 1.9786 | 2.046 | 2.0475 | 2.0283 | 2.0191 | 2.0522
17e | of which Oil |  |  | 0.064292 | 0.064417 | 0.063934 | 0.06399 | 0.064194 | 0.064148 | 0.063711 | 0.06366 | 0.063521 | 0.063338 | 0.063199 | 0.063247 | 0.06324 | 0.063431 | 0.063533 | 0.063709 | 0.063809 | 0.063616 | 0.063581
17f | of which Oil Shale |  |  | 0 | 0 | 0 | 0 | 0 | 0 | 0 | 0 | 0 | 0 | 0 | 0 | 0 | 0 | 0 | 0 | 0 | 0 | 0
17g | of which Fossil Peat |  |  | 0 | 0 | 0 | 0 | 0 | 0 | 0 | 0 | 0 | 0 | 0 | 0 | 0 | 0 | 0 | 0 | 0 | 0 | 0
17h | of which onshore wind |  |  | 5.2555 | 5.2551 | 5.2526 | 5.2221 | 5.2299 | 5.234 | 5.2356 | 5.2361 | 5.233 | 5.2113 | 5.2064 | 5.2094 | 5.1916 | 5.225 | 5.2238 | 5.2194 | 5.2195 | 5.1956 | 5.1939
17i | of which offshore wind |  |  | 0 | 0 | 0 | 0 | 0 | 0 | 0 | 0 | 0 | 0 | 0 | 0 | 0 | 0 | 0 | 0 | 0 | 0 | 0
17j | of which Solar |  |  | 3.751 | 3.751 | 3.751 | 3.751 | 3.751 | 3.751 | 3.751 | 3.751 | 3.751 | 3.751 | 3.751 | 3.751 | 3.751 | 3.751 | 3.751 | 3.751 | 3.751 | 3.751 | 3.6411
17k | of which Biomass |  |  | 0.094874 | 0.10294 | 0.071873 | 0.075458 | 0.087601 | 0.084114 | 0.063535 | 0.06025 | 0.051288 | 0.039489 | 0.041528 | 0.044665 | 0.044217 | 0.056464 | 0.054035 | 0.065386 | 0.071808 | 0.059412 | 0.059172
17l | of which other RES (apart from hydro) |  |  | 0.0068749 | 0.0075058 | 0.0050754 | 0.0053558 | 0.0063841 | 0.0061504 | 0.0039537 | 0.0036966 | 0.0029955 | 0.0020724 | 0.0013713 | 0.0016167 | 0.0015817 | 0.0025398 | 0.0030539 | 0.003942 | 0.0044444 | 0.0034746 | 0
17m | Hydro Run of River and Reservoir |  |  | 0.688 | 0.653 | 0.647 | 0.653 | 0.685 | 0.639 | 0.546 | 0.4835 | 0.492 | 0.4875 | 0.499 | 0.5235 | 0.6495 | 0.6475 | 0.552 | 0.447 | 0.465 | 0.5475 | 0.6745
17n | Hydro pumping |  |  | 0 | 0 | 0 | 0 | 0 | 0 | 0 | 0 | 0 | 0 | 0 | 0 | 0 | 0 | 0 | 0 | 0 | 0 | 0
17o | of which other non-RES (incl. not clearly identifiable energy sources) |  |  | 0.0019388 | 0.0022548 | 0.0010377 | 0.0011781 | 0.0016931 | 0.001576 | 0.00047589 | 0.00034715 | 0 | 0 | 0 | 0 | 0 | 0 | 2.5303e-05 | 0.00047004 | 0.00072167 | 0.00023597 | 0.00014819
18 | Available capacity (18 = 6 - (7 + 17)) |  |  | 9.9672 | 10.032 | 10.0931 | 10.6932 | 10.6305 | 10.6781 | 10.4786 | 10.5439 | 10.5521 | 10.5983 | 10.6011 | 10.5717 | 10.4593 | 10.4076 | 10.4386 | 10.5337 | 10.1465 | 9.5062 | 9.8324
19 | Outages: average expected value (all power stations) under SEVERE conditions |  |  | 0.87623 | 0.88092 | 0.88271 | 0.9523 | 0.95139 | 0.95157 | 0.92389 | 0.92388 | 0.92425 | 0.92493 | 0.9259 | 0.92603 | 0.92561 | 0.92495 | 0.91886 | 0.91866 | 0.88605 | 0.81436 | 0.84607
20 | System services reserve (one hour ahead of real time) under SEVERE conditions |  |  | 0.5 | 0.5 | 0.5 | 0.5 | 0.5 | 0.5 | 0.5 | 0.5 | 0.5 | 0.5 | 0.5 | 0.5 | 0.5 | 0.5 | 0.5 | 0.5 | 0.5 | 0.5 | 0.5
21 | Reliably available capacity under SEVERE conditions (21 = 18 - (19 + 20)) |  |  | 8.591 | 8.651 | 8.7104 | 9.2409 | 9.1791 | 9.2265 | 9.0547 | 9.12 | 9.1279 | 9.1734 | 9.1752 | 9.1457 | 9.0337 | 8.9827 | 9.0198 | 9.1151 | 8.7604 | 8.1918 | 8.4863
22 | Demand at reference point in time under SEVERE conditions (one in 20 year) |  |  | 4.1793 | 4.399 | 4.2625 | 4.4938 | 3.595 | 3.595 | 4.4261 | 4.4396 | 4.4396 | 4.4396 | 4.4396 | 4.3492 | 4.2668 | 4.1479 | 4.1957 | 4.1293 | 3.3837 | 3.317 | 3.1197
23a | Load reduction / demand side response available at reference point in time under SEVERE conditions |  |  | 0 | 0 | 0 | 0 | 0 | 0 | 0 | 0 | 0 | 0 | 0 | 0 | 0 | 0 | 0 | 0 | 0 | 0 | 0
23b | Strategic reserves available at reference point in time under SEVERE conditions |  |  | 0 | 0 | 0 | 0 | 0 | 0 | 0 | 0 | 0 | 0 | 0 | 0 | 0 | 0 | 0 | 0 | 0 | 0 | 0
24 | Net weekly peak load for SEVERE conditions (24 = 22-23a) |  |  | 4.1793 | 4.399 | 4.2625 | 4.4938 | 3.595 | 3.595 | 4.4261 | 4.4396 | 4.4396 | 4.4396 | 4.4396 | 4.3492 | 4.2668 | 4.1479 | 4.1957 | 4.1293 | 3.3837 | 3.317 | 3.1197
25 | Remaining capacity for SEVERE conditions (25 = 21-24) |  |  | 4.4117 | 4.2521 | 4.448 | 4.7471 | 5.5841 | 5.6315 | 4.6286 | 4.6804 | 4.6882 | 4.7338 | 4.7355 | 4.7965 | 4.7669 | 4.8348 | 4.8241 | 4.9858 | 5.3767 | 4.8748 | 5.3666
C1 | Weekly peak load under SEVERE conditions (unrestricted reference point in time) |  |  | 4.1923 | 4.4127 | 4.2758 | 4.5533 | 3.6062 | 3.7739 | 4.5305 | 4.4396 | 4.4396 | 4.4396 | 4.4396 | 4.3492 | 4.2668 | 4.218 | 4.2665 | 4.199 | 4.1929 | 4.1103 | 4.1891
C2 | Daily hour of expected weekly peak load (CET for winter, but CEST for last week; CEST for summer) |  |  | 18 | 18 | 18 | 18 | 18 | 18 | 18 | 19 | 19 | 19 | 19 | 19 | 19 | 20 | 20 | 20 | 21 | 21 | 21
PART D: ADDITIONAL INFORMATION FOR INTERCONNECTORS (at synchronous peak)
31 | Simultaneous importable capacity |  | From | 11.699 | 11.699 | 11.699 | 11.699 | 11.699 | 11.699 | 11.699 | 11.699 | 11.699 | 11.699 | 11.699 | 11.699 | 11.699 | 11.699 | 11.699 | 11.699 | 11.699 | 11.699 | 11.699
32 | Simultaneous exportable capacity |  | To | 6.2 | 6.2 | 6.2 | 6.2 | 6.2 | 6.2 | 6.2 | 6.2 | 6.2 | 6.2 | 6.2 | 6.2 | 6.2 | 6.2 | 5.6 | 4.6 | 6.2 | 6.2 | 5.2
| The off-peak dates are related to Sunday of each week |  |  | 2019-12-01 | 2019-12-08 | 2019-12-15 | 2019-12-22 | 2019-12-29 | 2020-01-05 | 2020-01-12 | 2020-01-19 | 2020-01-26 | 2020-02-02 | 2020-02-09 | 2020-02-16 | 2020-02-23 | 2020-03-01 | 2020-03-08 | 2020-03-15 | 2020-03-22 | 2020-03-29 | 2020-04-05
| WEEK |  |  | 48 | 49 | 50 | 51 | 52 | 1 | 2 | 3 | 4 | 5 | 6 | 7 | 8 | 9 | 10 | 11 | 12 | 13 | 14
| Time (CET for winter, but CEST for last week of winter; CEST for summer) |  |  | 5:00 | 5:00 | 5:00 | 5:00 | 5:00 | 5:00 | 5:00 | 5:00 | 5:00 | 5:00 | 5:00 | 5:00 | 5:00 | 5:00 | 5:00 | 5:00 | 5:00 | 5:00 | 5:00
PART E: ADDITIONAL INFORMATION FOR NIGHT MIN DEMAND CONDITIONS
33 | Weekly Minimum Demand (overnight valley minimum) |  |  | 1.8121 | 1.9408 | 1.8991 | 1.9965 | 1.8429 | 1.7331 | 2.0899 | 2.0624 | 2.0624 | 2.0624 | 2.0624 | 2.0213 | 1.9828 | 1.9686 | 1.9714 | 1.9139 | 1.9828 | 1.9557 | 1.9621
34 | Must Run Generation (excluding wind/run of river) |  |  | 2.3415 | 2.3325 | 2.3305 | 2.3845 | 2.3835 | 2.377 | 1.9215 | 1.9495 | 1.927 | 1.921 | 1.888 | 1.918 | 1.923 | 1.963 | 1.9655 | 1.961 | 1.955 | 1.966 | 1.966
35 | Run of river generation (Must Run) |  |  | 0.085 | 0.0925 | 0.0785 | 0.038 | 0.0365 | 0.052 | 0.054 | 0.033 | 0.032 | 0.082 | 0.082 | 0.061 | 0.052 | 0.087 | 0.109 | 0.14 | 0.125 | 0.1 | 0.1
36 | Downward balancing reserves (FCR, FRR) |  |  | 0.25 | 0.25 | 0.25 | 0.25 | 0.25 | 0.25 | 0.25 | 0.25 | 0.25 | 0.25 | 0.25 | 0.25 | 0.25 | 0.25 | 0.25 | 0.25 | 0.25 | 0.25 | 0.25
37 | Pumping Storage Capacity available (Power) |  |  | 0 | 0 | 0 | 0 | 0 | 0 | 0 | 0 | 0 | 0 | 0 | 0 | 0 | 0 | 0 | 0 | 0 | 0 | 0
38a | Highest expected onshore wind generation running |  |  | 3.7099 | 3.7443 | 3.7799 | 3.7616 | 3.7636 | 3.7323 | 3.6654 | 3.6243 | 3.5847 | 3.6543 | 3.6108 | 3.6273 | 3.6715 | 3.5843 | 3.5018 | 3.4544 | 3.348 | 3.2976 | 3.2943
38b | Highest expected offshore wind generation running |  |  | 0 | 0 | 0 | 0 | 0 | 0 | 0 | 0 | 0 | 0 | 0 | 0 | 0 | 0 | 0 | 0 | 0 | 0 | 0
39 | DOWNWARD REGULATION CAPABILITIES: 39 = (33+37)-(34+35+36+38a+38b)) |  |  | -4.5743 | -4.4785 | -4.5398 | -4.4376 | -4.5907 | -4.6782 | -3.801 | -3.7945 | -3.7314 | -3.845 | -3.7684 | -3.835 | -3.9137 | -3.9157 | -3.8548 | -3.8915 | -3.6952 | -3.6579 | -3.6482
PART Ebis: ADDITIONAL INFORMATION FOR INTERCONNECTORS
Transportable capacity at night minimum demand conditions (high wind conditions)
40 | Simultaneous importable capacity |  | From | 11.699 | 11.699 | 11.699 | 11.699 | 11.699 | 11.699 | 11.699 | 11.699 | 11.699 | 11.699 | 11.699 | 11.699 | 11.699 | 11.699 | 11.699 | 11.699 | 11.699 | 11.699 | 11.699
41 | Simultaneous exportable capacity |  | To | 6.2 | 6.2 | 6.2 | 6.2 | 6.2 | 6.2 | 6.2 | 6.2 | 6.2 | 6.2 | 6.2 | 6.2 | 6.2 | 6.2 | 5.6 | 4.6 | 6.2 | 6.2 | 5.2
| Time (CET for winter, but CEST for last week of winter; CEST for summer) |  |  | 11:00 | 11:00 | 11:00 | 11:00 | 11:00 | 11:00 | 11:00 | 11:00 | 11:00 | 11:00 | 11:00 | 11:00 | 11:00 | 11:00 | 11:00 | 11:00 | 11:00 | 11:00 | 11:00
PART F: ADDITIONAL INFORMATION FOR DAYTIME MIN DEMAND CONDITIONS
42 | Weekly Minimum Daytime Demand (Sunday low peak + solar) |  |  | 2.3615 | 2.5292 | 2.4749 | 2.6018 | 2.4016 | 2.2585 | 2.7235 | 2.8829 | 2.8829 | 2.8829 | 2.8829 | 2.8255 | 2.7717 | 2.7489 | 2.7529 | 2.6725 | 2.6277 | 2.4314 | 2.4394
43 | Must Run Generation (excluding wind/PV/run of river) |  |  | 2.1305 | 2.1415 | 2.1475 | 2.2075 | 2.207 | 2.2005 | 1.9475 | 1.9925 | 1.946 | 1.9225 | 1.911 | 1.927 | 1.948 | 1.973 | 1.943 | 1.937 | 1.927 | 1.949 | 1.949
44 | Run of river generation (Must Run) |  |  | 0.055 | 0.094 | 0.083 | 0.099 | 0.09 | 0.09 | 0.09 | 0.094 | 0.116 | 0.179 | 0.176 | 0.176 | 0.21 | 0.212 | 0.196 | 0.188 | 0.1875 | 0.228 | 0.228
45 | Downward balancing reserves (FCR, FRR) |  |  | 0.25 | 0.25 | 0.25 | 0.25 | 0.25 | 0.25 | 0.25 | 0.25 | 0.25 | 0.25 | 0.25 | 0.25 | 0.25 | 0.25 | 0.25 | 0.25 | 0.25 | 0.25 | 0.25
46 | Pumping Storage Capacity available (Power) |  |  | 0 | 0 | 0 | 0 | 0 | 0 | 0 | 0 | 0 | 0 | 0 | 0 | 0 | 0 | 0 | 0 | 0 | 0 | 0
47a | Highest expected onshore wind generation running |  |  | 3.8497 | 3.8303 | 3.8363 | 3.8469 | 3.7975 | 3.7746 | 3.7428 | 3.6665 | 3.6752 | 3.7467 | 3.7323 | 3.7564 | 3.8274 | 3.7791 | 3.7075 | 3.6813 | 3.5323 | 3.5347 | 3.4695
47b | Highest expected offshore wind generation running |  |  | 0 | 0 | 0 | 0 | 0 | 0 | 0 | 0 | 0 | 0 | 0 | 0 | 0 | 0 | 0 | 0 | 0 | 0 | 0
48 | Highest expected solar PV running |  |  | 1.789 | 1.7148 | 1.6866 | 1.669 | 1.6887 | 1.7462 | 1.771 | 1.8034 | 1.8419 | 1.8915 | 1.9547 | 2.034 | 2.1097 | 2.2103 | 2.2751 | 2.3392 | 2.3842 | 2.4197 | 2.0889
49 | DOWNWARD REGULATION CAPABILITIES: 49 = (42+46)-(43+44+45+47a+47b+48a+48b) |  |  | -5.7128 | -5.5014 | -5.5285 | -5.4707 | -5.6315 | -5.8028 | -5.0778 | -4.9235 | -4.9462 | -5.1068 | -5.1411 | -5.3179 | -5.5734 | -5.6754 | -5.6186 | -5.723 | -5.6533 | -5.95 | -5.546
PART Fbis: ADDITIONAL INFORMATION FOR INTERCONNECTORS
Transportable capacity at daytime minimum demand conditions (high wind and high solar conditions)
50 | Simultaneous importable capacity |  | From | 11.699 | 11.699 | 11.699 | 11.699 | 11.699 | 11.699 | 11.699 | 11.699 | 11.699 | 11.699 | 11.699 | 11.699 | 11.699 | 11.699 | 11.699 | 11.699 | 11.699 | 11.699 | 11.699
51 | Simultaneous exportable capacity |  | To | 6.2 | 6.2 | 6.2 | 6.2 | 6.2 | 6.2 | 6.2 | 6.2 | 6.2 | 6.2 | 6.2 | 6.2 | 6.2 | 6.2 | 5.6 | 4.6 | 6.2 | 6.2 | 5.2

## I3
Winter Outlook Report 2019/2020
| Power Data (all entries are assumed to be >0) |  |  |  |  | IT03 | [6 empty] | Heating if temperature below: | 15.7046 |  |  |  | Cooling if temperature above: | 22.3
| (Net values in GW, at a synchronous time every week) |  |  |  |  | Italy-CENTR-SOUTH | [6 empty] | Heating saturation temperature: | 0 |  |  |  | Cooling saturation temperature: | not detected
[13 empty] | Temperature sensitivity in heating [MW/ ͦC] | -75.5 |  |  |  | Temperature sensitivity in cooling [MW/ ͦC] | 300
| The peak dates are related to Wednesday of each week |  |  | 2019-11-27 | 2019-12-04 | 2019-12-11 | 2019-12-18 | 2019-12-24 | 2019-12-31 | 2020-01-08 | 2020-01-15 | 2020-01-22 | 2020-01-29 | 2020-02-05 | 2020-02-12 | 2020-02-19 | 2020-02-26 | 2020-03-04 | 2020-03-11 | 2020-03-18 | 2020-03-25 | 2020-04-01
| WEEK |  |  | 48 | 49 | 50 | 51 | 52 | 1 | 2 | 3 | 4 | 5 | 6 | 7 | 8 | 9 | 10 | 11 | 12 | 13 | 14
| Time (CET for winter, but CEST last week; CEST for summer) |  |  | 19:00 | 19:00 | 19:00 | 19:00 | 19:00 | 19:00 | 19:00 | 19:00 | 19:00 | 19:00 | 19:00 | 19:00 | 19:00 | 19:00 | 19:00 | 19:00 | 19:00 | 19:00 | 19:00
Line | PART A : INDIGENOUS NATIONAL GENERATION | Severe conditions Average Forced Outage Rate | Normal conditions Average Forced Outage Rate
Net generating capacity:
1 | Nuclear Power | 5% | 5%
2 | Fossil Fuels |  |  | 8.9279 | 8.9279 | 8.9279 | 8.9279 | 8.9279 | 8.9279 | 8.9279 | 8.9279 | 8.9279 | 8.9279 | 8.9279 | 8.9279 | 8.9279 | 8.9279 | 8.9279 | 8.9279 | 8.9279 | 8.9279 | 8.9279
2a | of which Lignite | 9% | 9% | 0 | 0 | 0 | 0 | 0 | 0 | 0 | 0 | 0 | 0 | 0 | 0 | 0 | 0 | 0 | 0 | 0 | 0 | 0
2b | of which Hard Coal | 12% | 12% | 1.8849 | 1.8849 | 1.8849 | 1.8849 | 1.8849 | 1.8849 | 1.8849 | 1.8849 | 1.8849 | 1.8849 | 1.8849 | 1.8849 | 1.8849 | 1.8849 | 1.8849 | 1.8849 | 1.8849 | 1.8849 | 1.8849
2c | of which Gas | 9% | 9% | 6.9483 | 6.9483 | 6.9483 | 6.9483 | 6.9483 | 6.9483 | 6.9483 | 6.9483 | 6.9483 | 6.9483 | 6.9483 | 6.9483 | 6.9483 | 6.9483 | 6.9483 | 6.9483 | 6.9483 | 6.9483 | 6.9483
2d | of which Oil | 18% | 18% | 0.094652 | 0.094652 | 0.094652 | 0.094652 | 0.094652 | 0.094652 | 0.094652 | 0.094652 | 0.094652 | 0.094652 | 0.094652 | 0.094652 | 0.094652 | 0.094652 | 0.094652 | 0.094652 | 0.094652 | 0.094652 | 0.094652
2e | of which Oil Shale | 8.75% | 8.75% | 0 | 0 | 0 | 0 | 0 | 0 | 0 | 0 | 0 | 0 | 0 | 0 | 0 | 0 | 0 | 0 | 0 | 0 | 0
2f | of which Fossil Peat | 8.75% | 8.75% | 0 | 0 | 0 | 0 | 0 | 0 | 0 | 0 | 0 | 0 | 0 | 0 | 0 | 0 | 0 | 0 | 0 | 0 | 0
3 | Renewable Energy Sources (other than hydro) |  |  | 5.4338 | 5.4338 | 5.4338 | 5.4338 | 5.4338 | 5.4338 | 5.4338 | 5.4338 | 5.4338 | 5.4338 | 5.4338 | 5.4338 | 5.4338 | 5.4338 | 5.4338 | 5.4338 | 5.4338 | 5.4338 | 5.4338
3a | of which onshore wind | 0% | 0% | 2.057 | 2.057 | 2.057 | 2.057 | 2.057 | 2.057 | 2.057 | 2.057 | 2.057 | 2.057 | 2.057 | 2.057 | 2.057 | 2.057 | 2.057 | 2.057 | 2.057 | 2.057 | 2.057
3b | of which offshore wind | 0% | 0% | 0 | 0 | 0 | 0 | 0 | 0 | 0 | 0 | 0 | 0 | 0 | 0 | 0 | 0 | 0 | 0 | 0 | 0 | 0
3c | of which Solar (PV) | 0% | 0% | 2.933 | 2.933 | 2.933 | 2.933 | 2.933 | 2.933 | 2.933 | 2.933 | 2.933 | 2.933 | 2.933 | 2.933 | 2.933 | 2.933 | 2.933 | 2.933 | 2.933 | 2.933 | 2.933
3d | of which Biomass | 0% | 0% | 0.39083 | 0.39083 | 0.39083 | 0.39083 | 0.39083 | 0.39083 | 0.39083 | 0.39083 | 0.39083 | 0.39083 | 0.39083 | 0.39083 | 0.39083 | 0.39083 | 0.39083 | 0.39083 | 0.39083 | 0.39083 | 0.39083
3e | of which other RES (e.g. tidal, wave, geothermal, RES waste, CSP) | 0% | 0% | 0.052922 | 0.052922 | 0.052922 | 0.052922 | 0.052922 | 0.052922 | 0.052922 | 0.052922 | 0.052922 | 0.052922 | 0.052922 | 0.052922 | 0.052922 | 0.052922 | 0.052922 | 0.052922 | 0.052922 | 0.052922 | 0.052922
4a | Hydro Run of River and Reservoir | 0% | 0% | 1.054 | 1.054 | 1.054 | 1.054 | 1.054 | 1.054 | 1.054 | 1.054 | 1.054 | 1.054 | 1.054 | 1.054 | 1.054 | 1.054 | 1.054 | 1.054 | 1.054 | 1.054 | 1.054
4b | Hydro pumping | 0% | 0% | 1.747 | 1.747 | 1.747 | 1.747 | 1.747 | 1.747 | 1.747 | 1.747 | 1.747 | 1.747 | 1.747 | 1.747 | 1.747 | 1.747 | 1.747 | 1.747 | 1.747 | 1.747 | 1.747
5 | Other non-RES (e.g. CHP non-renewable, waste non-renewable) | 10% | 10% | 0.040543 | 0.040543 | 0.040543 | 0.040543 | 0.040543 | 0.040543 | 0.040543 | 0.040543 | 0.040543 | 0.040543 | 0.040543 | 0.040543 | 0.040543 | 0.040543 | 0.040543 | 0.040543 | 0.040543 | 0.040543 | 0.040543
6 | Total Net generating capacity (6 = 1+2+3+4a+4b+5) |  |  | 17.2032 | 17.2032 | 17.2032 | 17.2032 | 17.2032 | 17.2032 | 17.2032 | 17.2032 | 17.2032 | 17.2032 | 17.2032 | 17.2032 | 17.2032 | 17.2032 | 17.2032 | 17.2032 | 17.2032 | 17.2032 | 17.2032
7 | Maintenance & Overhauls (planned outages) |  |  | 1.667 | 0.66 | 0.66 | 0.66 | 0.66 | 0 | 0 | 0 | 0 | 0.39 | 0.39 | 0.39 | 0.813 | 0.409 | 0.809 | 0.809 | 1.19 | 1.61 | 1.035
7a | Nuclear Power
7b | Lignite |  |  | 0 | 0 | 0 | 0 | 0 | 0 | 0 | 0 | 0 | 0 | 0 | 0 | 0 | 0 | 0 | 0 | 0 | 0 | 0
7c | Hard Coal |  |  | 0.603 | 0 | 0 | 0 | 0 | 0 | 0 | 0 | 0 | 0 | 0 | 0 | 0 | 0 | 0 | 0 | 0 | 0 | 0.615
7d | Gas |  |  | 1.064 | 0.66 | 0.66 | 0.66 | 0.66 | 0 | 0 | 0 | 0 | 0.39 | 0.39 | 0.39 | 0.794 | 0.39 | 0.79 | 0.79 | 1.19 | 1.61 | 0.42
7e | Oil |  |  | 0 | 0 | 0 | 0 | 0 | 0 | 0 | 0 | 0 | 0 | 0 | 0 | 0 | 0 | 0 | 0 | 0 | 0 | 0
7f | Oil Shale |  |  | 0 | 0 | 0 | 0 | 0 | 0 | 0 | 0 | 0 | 0 | 0 | 0 | 0 | 0 | 0 | 0 | 0 | 0 | 0
7g | Fossil Peat |  |  | 0 | 0 | 0 | 0 | 0 | 0 | 0 | 0 | 0 | 0 | 0 | 0 | 0 | 0 | 0 | 0 | 0 | 0 | 0
7h | Onshore Wind |  |  | 0 | 0 | 0 | 0 | 0 | 0 | 0 | 0 | 0 | 0 | 0 | 0 | 0 | 0 | 0 | 0 | 0 | 0 | 0
7i | Offshore Wind |  |  | 0 | 0 | 0 | 0 | 0 | 0 | 0 | 0 | 0 | 0 | 0 | 0 | 0 | 0 | 0 | 0 | 0 | 0 | 0
7j | Solar (PV) |  |  | 0 | 0 | 0 | 0 | 0 | 0 | 0 | 0 | 0 | 0 | 0 | 0 | 0 | 0 | 0 | 0 | 0 | 0 | 0
7k | Biomass |  |  | 0 | 0 | 0 | 0 | 0 | 0 | 0 | 0 | 0 | 0 | 0 | 0 | 0.019 | 0.019 | 0.019 | 0.019 | 0 | 0 | 0
7l | other RES (apart from hydro, including tidal, wave, geothermal, waste renewable, CSP,…) |  |  | 0 | 0 | 0 | 0 | 0 | 0 | 0 | 0 | 0 | 0 | 0 | 0 | 0 | 0 | 0 | 0 | 0 | 0 | 0
7m | Hydro Run of River and Reservoir |  |  | 0 | 0 | 0 | 0 | 0 | 0 | 0 | 0 | 0 | 0 | 0 | 0 | 0 | 0 | 0 | 0 | 0 | 0 | 0
7n | Hydro pumping |  |  | 0 | 0 | 0 | 0 | 0 | 0 | 0 | 0 | 0 | 0 | 0 | 0 | 0 | 0 | 0 | 0 | 0 | 0 | 0
7o | Other non-RES (incl. not clearly identifiable energy sources) |  |  | 0 | 0 | 0 | 0 | 0 | 0 | 0 | 0 | 0 | 0 | 0 | 0 | 0 | 0 | 0 | 0 | 0 | 0 | 0
PART B : DATA FOR NORMAL CONDITIONS
8 | Non-usable capacity at reference point (all power stations including mothballed, authorization & technical & legal constraints, energy source unavailability etc. ) |  |  | 7.5938 | 7.6768 | 7.7096 | 7.6865 | 7.741 | 8.0235 | 8.1361 | 8.1279 | 8.1938 | 8.1128 | 8.0431 | 8.0322 | 7.9481 | 7.9287 | 7.8182 | 7.8556 | 7.9884 | 8.0729 | 8.2616
8a | of which nuclear
8b | of which Lignite |  |  | 0 | 0 | 0 | 0 | 0 | 0 | 0 | 0 | 0 | 0 | 0 | 0 | 0 | 0 | 0 | 0 | 0 | 0 | 0
8c | of which Hard Coal |  |  | 0.030501 | 0.078766 | 0.079586 | 0.081416 | 0.084193 | 0.082994 | 0.021189 | 0.020053 | 0.020243 | 0.019233 | 0 | 0 | 0 | 0 | 0 | 0 | 0 | 0 | 0.1489
8d | of which Gas |  |  | 0.83304 | 0.86927 | 0.87625 | 0.89182 | 0.91379 | 1.2004 | 1.4597 | 1.4501 | 1.4517 | 1.4333 | 1.4463 | 1.4487 | 1.4312 | 1.4608 | 1.3669 | 1.3732 | 1.377 | 1.3909 | 1.5583
8e | of which Oil |  |  | 0.050096 | 0.050469 | 0.050792 | 0.051512 | 0.052605 | 0.052133 | 0.030333 | 0.029886 | 0.029961 | 0.029563 | 0.027722 | 0.027834 | 0.027667 | 0.028393 | 0.031878 | 0.03217 | 0.032344 | 0.033201 | 0.0347
8f | of which Oil Shale |  |  | 0 | 0 | 0 | 0 | 0 | 0 | 0 | 0 | 0 | 0 | 0 | 0 | 0 | 0 | 0 | 0 | 0 | 0 | 0
8g | of which Fossil Peat |  |  | 0 | 0 | 0 | 0 | 0 | 0 | 0 | 0 | 0 | 0 | 0 | 0 | 0 | 0 | 0 | 0 | 0 | 0 | 0
8h | of which onshore wind |  |  | 1.723 | 1.7135 | 1.6965 | 1.6555 | 1.6746 | 1.6925 | 1.7014 | 1.702 | 1.6946 | 1.6665 | 1.6685 | 1.6811 | 1.6687 | 1.6864 | 1.7049 | 1.7121 | 1.7381 | 1.7305 | 1.7352
8i | of which offshore wind |  |  | 0 | 0 | 0 | 0 | 0 | 0 | 0 | 0 | 0 | 0 | 0 | 0 | 0 | 0 | 0 | 0 | 0 | 0 | 0
8j | of which Solar |  |  | 2.933 | 2.933 | 2.933 | 2.933 | 2.933 | 2.933 | 2.933 | 2.933 | 2.933 | 2.933 | 2.933 | 2.933 | 2.933 | 2.933 | 2.933 | 2.9325 | 2.9303 | 2.9258 | 2.7145
8k | of which Biomass |  |  | 0.11176 | 0.13935 | 0.14332 | 0.15218 | 0.14163 | 0.13583 | 0.15268 | 0.14318 | 0.1441 | 0.13921 | 0.13057 | 0.13194 | 0.092879 | 0.10182 | 0.10468 | 0.13127 | 0.15341 | 0.16395 | 0.16639
8l | of which other RES (apart from hydro) |  |  | 0.022091 | 0.023195 | 0.024152 | 0.026286 | 0.029523 | 0.028125 | 0.024961 | 0.023637 | 0.023857 | 0.02268 | 0.02084 | 0.021172 | 0.020675 | 0.022827 | 0.022312 | 0.023177 | 0.023692 | 0.02623 | 0.027058
8m | Hydro Run of River and Reservoir |  |  | 0.629 | 0.607 | 0.643 | 0.63 | 0.644 | 0.632 | 0.549 | 0.5635 | 0.6335 | 0.6075 | 0.556 | 0.528 | 0.514 | 0.4335 | 0.393 | 0.389 | 0.471 | 0.5375 | 0.611
8n | Hydro pumping |  |  | 1.247 | 1.247 | 1.247 | 1.247 | 1.247 | 1.247 | 1.247 | 1.247 | 1.247 | 1.247 | 1.247 | 1.247 | 1.247 | 1.247 | 1.247 | 1.247 | 1.247 | 1.247 | 1.247
8o | of which other non-RES (incl. not clearly identifiable energy sources) |  |  | 0.014299 | 0.015239 | 0.016053 | 0.017869 | 0.020625 | 0.019435 | 0.016742 | 0.015615 | 0.015803 | 0.0148 | 0.013235 | 0.013516 | 0.013094 | 0.014926 | 0.014487 | 0.015223 | 0.015662 | 0.017823 | 0.018527
9 | Available capacity (9 = 6 - (7 + 8)) |  |  | 7.9424 | 8.8665 | 8.8336 | 8.8567 | 8.8023 | 9.1798 | 9.0672 | 9.0753 | 9.0094 | 8.7004 | 8.7701 | 8.781 | 8.4421 | 8.8656 | 8.576 | 8.5386 | 8.0248 | 7.5203 | 7.9066
10 | Outages: average expected value (all power stations) |  |  | 0.61543 | 0.71494 | 0.71407 | 0.71214 | 0.70936 | 0.74331 | 0.73158 | 0.73278 | 0.73258 | 0.69943 | 0.70106 | 0.70079 | 0.66608 | 0.69946 | 0.67133 | 0.67063 | 0.63422 | 0.5948 | 0.59482
11 | System services reserve (one hour ahead of real time) |  |  | 0.5 | 0.5 | 0.5 | 0.5 | 0.5 | 0.5 | 0.5 | 0.5 | 0.5 | 0.5 | 0.5 | 0.5 | 0.5 | 0.5 | 0.5 | 0.5 | 0.5 | 0.5 | 0.5
12 | Reliably available capacity (12 = 9 - (10 + 11)) |  |  | 6.827 | 7.6515 | 7.6195 | 7.6445 | 7.5929 | 7.9365 | 7.8356 | 7.8425 | 7.7769 | 7.501 | 7.5691 | 7.5802 | 7.276 | 7.6661 | 7.4047 | 7.368 | 6.8906 | 6.4255 | 6.8118
13 | Demand at reference point in time |  |  | 7.6003 | 7.7969 | 7.7312 | 7.8614 | 6.2177 | 6.2177 | 7.5534 | 8.0397 | 8.0397 | 8.0397 | 8.0397 | 7.7803 | 7.707 | 7.5617 | 7.3837 | 7.1735 | 6.4553 | 6.1353 | 5.848
13b | Population average daily (24h) temperature (degrees Celsius) |  |  | 9.1967 | 8.3301 | 7.6214 | 7.1044 | 6.8393 | 6.7544 | 6.2718 | 6.4561 | 6.6204 | 6.8021 | 7.0275 | 7.3121 | 7.6748 | 8.1211 | 8.5764 | 9.1926 | 9.8965 | 10.6871 | 11.5522
14a | Load reduction / demand side response available at reference point in time |  |  | 0.1 | 0.1 | 0.1 | 0.1 | 0.1 | 0.1 | 0.1 | 0.1 | 0.1 | 0.1 | 0.1 | 0.1 | 0.1 | 0.1 | 0.1 | 0.1 | 0.1 | 0.1 | 0.1
14b | Strategic reserves available at reference point in time |  |  | 0 | 0 | 0 | 0 | 0 | 0 | 0 | 0 | 0 | 0 | 0 | 0 | 0 | 0 | 0 | 0 | 0 | 0 | 0
15 | Net weekly load at reference point in time (15 = 13-14a) |  |  | 7.5003 | 7.6969 | 7.6312 | 7.7614 | 6.1177 | 6.1177 | 7.4534 | 7.9397 | 7.9397 | 7.9397 | 7.9397 | 7.6803 | 7.607 | 7.4617 | 7.2837 | 7.0735 | 6.3553 | 6.0353 | 5.748
16 | Remaining capacity at reference point in time (16 = 12- 15) |  |  | -0.67336 | -0.045341 | -0.011737 | -0.11688 | 1.4752 | 1.8188 | 0.3822 | -0.097203 | -0.16287 | -0.43871 | -0.37065 | -0.10008 | -0.331 | 0.20444 | 0.12097 | 0.29446 | 0.5353 | 0.39019 | 1.0638
B1 | Weekly peak load (unrestricted reference point in time) |  |  | 7.6091 | 7.8058 | 7.7401 | 7.95 | 6.2248 | 6.4278 | 7.7164 | 8.0397 | 8.0397 | 8.0397 | 8.0397 | 7.7803 | 7.707 | 7.7675 | 7.5847 | 7.3688 | 7.4438 | 7.0749 | 6.764
B2 | Daily hour of expected weekly peak load (CET for winter, but CEST for last week; CEST for summer) |  |  | 18 | 18 | 18 | 18 | 18 | 18 | 18 | 19 | 19 | 19 | 19 | 19 | 19 | 20 | 20 | 20 | 21 | 21 | 21
PART C : DATA FOR SEVERE CONDITIONS
17 | Non-usable capacity at reference point (all power stations including mothballed, authorization & technical & legal constraints, energy source unavailability etc. ) |  |  | 7.9195 | 8.0121 | 8.0622 | 8.0765 | 8.1142 | 8.3803 | 8.4841 | 8.4748 | 8.5464 | 8.4886 | 8.4159 | 8.3939 | 8.3201 | 8.2849 | 8.1559 | 8.1852 | 8.2949 | 8.388 | 8.6733
17a | of which nuclear
17b | of which Lignite |  |  | 0 | 0 | 0 | 0 | 0 | 0 | 0 | 0 | 0 | 0 | 0 | 0 | 0 | 0 | 0 | 0 | 0 | 0 | 0
17c | of which Hard Coal |  |  | 0.030501 | 0.078766 | 0.079586 | 0.081416 | 0.084193 | 0.082994 | 0.021189 | 0.020053 | 0.020243 | 0.019233 | 0 | 0 | 0 | 0 | 0 | 0 | 0 | 0 | 0.1489
17d | of which Gas |  |  | 0.83304 | 0.86927 | 0.87625 | 0.89182 | 0.91379 | 1.2004 | 1.4597 | 1.4501 | 1.4517 | 1.4333 | 1.4463 | 1.4487 | 1.4312 | 1.4608 | 1.3669 | 1.3732 | 1.377 | 1.3909 | 1.5583
17e | of which Oil |  |  | 0.050096 | 0.050469 | 0.050792 | 0.051512 | 0.052605 | 0.052133 | 0.030333 | 0.029886 | 0.029961 | 0.029563 | 0.027722 | 0.027834 | 0.027667 | 0.028393 | 0.031878 | 0.03217 | 0.032344 | 0.033201 | 0.0347
17f | of which Oil Shale |  |  | 0 | 0 | 0 | 0 | 0 | 0 | 0 | 0 | 0 | 0 | 0 | 0 | 0 | 0 | 0 | 0 | 0 | 0 | 0
17g | of which Fossil Peat |  |  | 0 | 0 | 0 | 0 | 0 | 0 | 0 | 0 | 0 | 0 | 0 | 0 | 0 | 0 | 0 | 0 | 0 | 0 | 0
17h | of which onshore wind |  |  | 2.0487 | 2.0488 | 2.049 | 2.0454 | 2.0479 | 2.0493 | 2.0495 | 2.0488 | 2.0472 | 2.0423 | 2.0413 | 2.0428 | 2.0406 | 2.0427 | 2.0426 | 2.0412 | 2.0418 | 2.0391 | 2.0398
17i | of which offshore wind |  |  | 0 | 0 | 0 | 0 | 0 | 0 | 0 | 0 | 0 | 0 | 0 | 0 | 0 | 0 | 0 | 0 | 0 | 0 | 0
17j | of which Solar |  |  | 2.933 | 2.933 | 2.933 | 2.933 | 2.933 | 2.933 | 2.933 | 2.933 | 2.933 | 2.933 | 2.933 | 2.933 | 2.933 | 2.933 | 2.933 | 2.933 | 2.933 | 2.9323 | 2.8217
17k | of which Biomass |  |  | 0.11176 | 0.13935 | 0.14332 | 0.15218 | 0.14163 | 0.13583 | 0.15268 | 0.14318 | 0.1441 | 0.13921 | 0.13057 | 0.13194 | 0.092879 | 0.10182 | 0.10468 | 0.13127 | 0.15341 | 0.16395 | 0.16639
17l | of which other RES (apart from hydro) |  |  | 0.022091 | 0.023195 | 0.024152 | 0.026286 | 0.029523 | 0.028125 | 0.024961 | 0.023637 | 0.023857 | 0.02268 | 0.02084 | 0.021172 | 0.020675 | 0.022827 | 0.022312 | 0.023177 | 0.023692 | 0.02623 | 0.027058
17m | Hydro Run of River and Reservoir |  |  | 0.629 | 0.607 | 0.643 | 0.63 | 0.644 | 0.632 | 0.549 | 0.5635 | 0.6335 | 0.6075 | 0.556 | 0.528 | 0.514 | 0.4335 | 0.393 | 0.389 | 0.471 | 0.5375 | 0.611
17n | Hydro pumping |  |  | 1.247 | 1.247 | 1.247 | 1.247 | 1.247 | 1.247 | 1.247 | 1.247 | 1.247 | 1.247 | 1.247 | 1.247 | 1.247 | 1.247 | 1.247 | 1.247 | 1.247 | 1.247 | 1.247
17o | of which other non-RES (incl. not clearly identifiable energy sources) |  |  | 0.014299 | 0.015239 | 0.016053 | 0.017869 | 0.020625 | 0.019435 | 0.016742 | 0.015615 | 0.015803 | 0.0148 | 0.013235 | 0.013516 | 0.013094 | 0.014926 | 0.014487 | 0.015223 | 0.015662 | 0.017823 | 0.018527
18 | Available capacity (18 = 6 - (7 + 17)) |  |  | 7.6168 | 8.5311 | 8.4811 | 8.4668 | 8.429 | 8.823 | 8.7191 | 8.7285 | 8.6568 | 8.3247 | 8.3973 | 8.4193 | 8.0701 | 8.5093 | 8.2384 | 8.209 | 7.7183 | 7.2052 | 7.4949
19 | Outages: average expected value (all power stations) under SEVERE conditions |  |  | 0.61543 | 0.71494 | 0.71407 | 0.71214 | 0.70936 | 0.74331 | 0.73158 | 0.73278 | 0.73258 | 0.69943 | 0.70106 | 0.70079 | 0.66608 | 0.69946 | 0.67133 | 0.67063 | 0.63422 | 0.5948 | 0.59482
20 | System services reserve (one hour ahead of real time) under SEVERE conditions |  |  | 0.5 | 0.5 | 0.5 | 0.5 | 0.5 | 0.5 | 0.5 | 0.5 | 0.5 | 0.5 | 0.5 | 0.5 | 0.5 | 0.5 | 0.5 | 0.5 | 0.5 | 0.5 | 0.5
21 | Reliably available capacity under SEVERE conditions (21 = 18 - (19 + 20)) |  |  | 6.5013 | 7.3162 | 7.267 | 7.2546 | 7.2196 | 7.5797 | 7.4875 | 7.4957 | 7.4243 | 7.1252 | 7.1963 | 7.2185 | 6.9041 | 7.3098 | 7.067 | 7.0384 | 6.5841 | 6.1104 | 6.4001
22 | Demand at reference point in time under SEVERE conditions (one in 20 year) |  |  | 8.2732 | 8.4137 | 8.2947 | 8.37 | 6.6199 | 6.6199 | 8.0689 | 8.4772 | 8.4772 | 8.4772 | 8.4772 | 8.2155 | 8.1588 | 8.0261 | 7.8798 | 7.7074 | 6.969 | 6.6906 | 6.2915
23a | Load reduction / demand side response available at reference point in time under SEVERE conditions |  |  | 0.1 | 0.1 | 0.1 | 0.1 | 0.1 | 0.1 | 0.1 | 0.1 | 0.1 | 0.1 | 0.1 | 0.1 | 0.1 | 0.1 | 0.1 | 0.1 | 0.1 | 0.1 | 0.1
23b | Strategic reserves available at reference point in time under SEVERE conditions |  |  | 0 | 0 | 0 | 0 | 0 | 0 | 0 | 0 | 0 | 0 | 0 | 0 | 0 | 0 | 0 | 0 | 0 | 0 | 0
24 | Net weekly peak load for SEVERE conditions (24 = 22-23a) |  |  | 8.1732 | 8.3137 | 8.1947 | 8.27 | 6.5199 | 6.5199 | 7.9689 | 8.3772 | 8.3772 | 8.3772 | 8.3772 | 8.1155 | 8.0588 | 7.9261 | 7.7798 | 7.6074 | 6.869 | 6.5906 | 6.1915
25 | Remaining capacity for SEVERE conditions (25 = 21-24) |  |  | -1.6719 | -0.99754 | -0.92776 | -1.0154 | 0.69972 | 1.0597 | -0.48141 | -0.88148 | -0.9529 | -1.2519 | -1.1809 | -0.89693 | -1.1548 | -0.61621 | -0.71281 | -0.56902 | -0.28487 | -0.48026 | 0.20861
C1 | Weekly peak load under SEVERE conditions (unrestricted reference point in time) |  |  | 8.2827 | 8.4234 | 8.3043 | 8.4643 | 6.6275 | 6.8665 | 8.2431 | 8.4772 | 8.4772 | 8.4772 | 8.4772 | 8.2155 | 8.1588 | 8.2446 | 8.0944 | 7.9172 | 8.0362 | 7.7152 | 7.3966
C2 | Daily hour of expected weekly peak load (CET for winter, but CEST for last week; CEST for summer) |  |  | 18 | 18 | 18 | 18 | 18 | 18 | 18 | 19 | 19 | 19 | 19 | 19 | 19 | 20 | 20 | 20 | 21 | 21 | 21
PART D: ADDITIONAL INFORMATION FOR INTERCONNECTORS (at synchronous peak)
31 | Simultaneous importable capacity |  | From | 7.07 | 7.07 | 7.07 | 6.97 | 7.57 | 7.57 | 7.67 | 7.47 | 7.47 | 7.47 | 7.5 | 7.6 | 7.6 | 7.6 | 7 | 6.1 | 6.9 | 6.9 | 6.9
32 | Simultaneous exportable capacity |  | To | 13.419 | 13.419 | 13.419 | 13.419 | 13.419 | 13.419 | 14.019 | 14.019 | 14.019 | 14.019 | 14.019 | 14.019 | 14.019 | 14.019 | 14.019 | 14.019 | 12.919 | 12.919 | 12.919
| The off-peak dates are related to Sunday of each week |  |  | 2019-12-01 | 2019-12-08 | 2019-12-15 | 2019-12-22 | 2019-12-29 | 2020-01-05 | 2020-01-12 | 2020-01-19 | 2020-01-26 | 2020-02-02 | 2020-02-09 | 2020-02-16 | 2020-02-23 | 2020-03-01 | 2020-03-08 | 2020-03-15 | 2020-03-22 | 2020-03-29 | 2020-04-05
| WEEK |  |  | 48 | 49 | 50 | 51 | 52 | 1 | 2 | 3 | 4 | 5 | 6 | 7 | 8 | 9 | 10 | 11 | 12 | 13 | 14
| Time (CET for winter, but CEST for last week of winter; CEST for summer) |  |  | 5:00 | 5:00 | 5:00 | 5:00 | 5:00 | 5:00 | 5:00 | 5:00 | 5:00 | 5:00 | 5:00 | 5:00 | 5:00 | 5:00 | 5:00 | 5:00 | 5:00 | 5:00 | 5:00
PART E: ADDITIONAL INFORMATION FOR NIGHT MIN DEMAND CONDITIONS
33 | Weekly Minimum Demand (overnight valley minimum) |  |  | 3.3637 | 3.4507 | 3.4216 | 3.4265 | 3.1629 | 2.8995 | 3.4964 | 3.6166 | 3.6166 | 3.6166 | 3.6166 | 3.4999 | 3.467 | 3.5154 | 3.4327 | 3.335 | 3.6451 | 3.4961 | 3.3425
34 | Must Run Generation (excluding wind/run of river) |  |  | 1.125 | 1.126 | 1.1215 | 1.112 | 1.1135 | 1 | 1.111 | 1.096 | 1.079 | 1.0805 | 1.069 | 1.112 | 1.105 | 1.0855 | 1.0755 | 1.075 | 1.088 | 1.1 | 1.1
35 | Run of river generation (Must Run) |  |  | 0.166 | 0.1695 | 0.159 | 0.16 | 0.167 | 0.16 | 0.254 | 0.245 | 0.227 | 0.346 | 0.353 | 0.346 | 0.311 | 0.419 | 0.419 | 0.366 | 0.3425 | 0.334 | 0.334
36 | Downward balancing reserves (FCR, FRR) |  |  | 0.25 | 0.25 | 0.25 | 0.25 | 0.25 | 0.25 | 0.25 | 0.25 | 0.25 | 0.25 | 0.25 | 0.25 | 0.25 | 0.25 | 0.25 | 0.25 | 0.25 | 0.25 | 0.25
37 | Pumping Storage Capacity available (Power) |  |  | 0.2 | 0.2 | 0.2 | 0.2 | 0.2 | 0.2 | 0.2 | 0.2 | 0.2 | 0.2 | 0.2 | 0.2 | 0.2 | 0.2 | 0.2 | 0.2 | 0.2 | 0.2 | 0.2
38a | Highest expected onshore wind generation running |  |  | 1.5434 | 1.5466 | 1.5774 | 1.5808 | 1.5568 | 1.5467 | 1.5027 | 1.4709 | 1.4746 | 1.4663 | 1.4454 | 1.4551 | 1.4768 | 1.4593 | 1.4092 | 1.3895 | 1.3277 | 1.3076 | 1.3165
38b | Highest expected offshore wind generation running |  |  | 0 | 0 | 0 | 0 | 0 | 0 | 0 | 0 | 0 | 0 | 0 | 0 | 0 | 0 | 0 | 0 | 0 | 0 | 0
39 | DOWNWARD REGULATION CAPABILITIES: 39 = (33+37)-(34+35+36+38a+38b)) |  |  | 0.47928 | 0.55856 | 0.5137 | 0.52376 | 0.27569 | 0.14274 | 0.57873 | 0.75477 | 0.78601 | 0.67386 | 0.69921 | 0.53687 | 0.52412 | 0.50162 | 0.47898 | 0.45444 | 0.83693 | 0.7045 | 0.54197
PART Ebis: ADDITIONAL INFORMATION FOR INTERCONNECTORS
Transportable capacity at night minimum demand conditions (high wind conditions)
40 | Simultaneous importable capacity |  | From | 7.07 | 7.07 | 7.07 | 6.97 | 7.57 | 7.57 | 7.67 | 7.47 | 7.47 | 7.47 | 7.5 | 7.6 | 7.6 | 7.6 | 7 | 6.1 | 6.9 | 6.9 | 6.9
41 | Simultaneous exportable capacity |  | To | 13.419 | 13.419 | 13.419 | 13.419 | 13.419 | 13.419 | 14.019 | 14.019 | 14.019 | 14.019 | 14.019 | 14.019 | 14.019 | 14.019 | 14.019 | 14.019 | 12.919 | 12.919 | 12.919
| Time (CET for winter, but CEST for last week of winter; CEST for summer) |  |  | 11:00 | 11:00 | 11:00 | 11:00 | 11:00 | 11:00 | 11:00 | 11:00 | 11:00 | 11:00 | 11:00 | 11:00 | 11:00 | 11:00 | 11:00 | 11:00 | 11:00 | 11:00 | 11:00
PART F: ADDITIONAL INFORMATION FOR DAYTIME MIN DEMAND CONDITIONS
42 | Weekly Minimum Daytime Demand (Sunday low peak + solar) |  |  | 4.9672 | 5.0957 | 5.0528 | 5.06 | 4.6708 | 4.2817 | 5.1632 | 5.4852 | 5.4852 | 5.4852 | 5.4852 | 5.3082 | 5.2582 | 5.0207 | 4.9026 | 4.763 | 4.9135 | 4.5725 | 4.3716
43 | Must Run Generation (excluding wind/PV/run of river) |  |  | 1.132 | 1.1405 | 1.1415 | 1.136 | 1.104 | 1 | 1.135 | 1.111 | 1.104 | 1.1055 | 1.105 | 1.124 | 1.101 | 1.1185 | 1.07 | 1.075 | 1.114 | 1.1275 | 1.1275
44 | Run of river generation (Must Run) |  |  | 0.229 | 0.2365 | 0.2285 | 0.206 | 0.206 | 0.206 | 0.372 | 0.293 | 0.293 | 0.374 | 0.437 | 0.429 | 0.437 | 0.538 | 0.538 | 0.47 | 0.407 | 0.407 | 0.407
45 | Downward balancing reserves (FCR, FRR) |  |  | 0.25 | 0.25 | 0.25 | 0.25 | 0.25 | 0.25 | 0.25 | 0.25 | 0.25 | 0.25 | 0.25 | 0.25 | 0.25 | 0.25 | 0.25 | 0.25 | 0.25 | 0.25 | 0.25
46 | Pumping Storage Capacity available (Power) |  |  | 0.2 | 0.2 | 0.2 | 0.2 | 0.2 | 0.2 | 0.2 | 0.2 | 0.2 | 0.2 | 0.2 | 0.2 | 0.2 | 0.2 | 0.2 | 0.2 | 0.2 | 0.2 | 0.2
47a | Highest expected onshore wind generation running |  |  | 1.5418 | 1.5716 | 1.631 | 1.6091 | 1.6011 | 1.5829 | 1.498 | 1.4641 | 1.4842 | 1.5135 | 1.5185 | 1.5358 | 1.5641 | 1.5484 | 1.5311 | 1.5086 | 1.3972 | 1.4125 | 1.3498
47b | Highest expected offshore wind generation running |  |  | 0 | 0 | 0 | 0 | 0 | 0 | 0 | 0 | 0 | 0 | 0 | 0 | 0 | 0 | 0 | 0 | 0 | 0 | 0
48 | Highest expected solar PV running |  |  | 1.3561 | 1.3042 | 1.2713 | 1.2498 | 1.2528 | 1.2819 | 1.2994 | 1.3207 | 1.3667 | 1.403 | 1.4608 | 1.5254 | 1.5944 | 1.6666 | 1.7093 | 1.7703 | 1.8091 | 1.841 | 1.5558
49 | DOWNWARD REGULATION CAPABILITIES: 49 = (42+46)-(43+44+45+47a+47b+48a+48b) |  |  | 0.65827 | 0.79294 | 0.7305 | 0.80919 | 0.45693 | 0.16093 | 0.80883 | 1.2464 | 1.1873 | 1.0393 | 0.91393 | 0.64397 | 0.5117 | 0.09921 | 0.0042345 | -0.11087 | 0.13621 | -0.26547 | -0.11846
PART Fbis: ADDITIONAL INFORMATION FOR INTERCONNECTORS
Transportable capacity at daytime minimum demand conditions (high wind and high solar conditions)
50 | Simultaneous importable capacity |  | From | 7.07 | 7.07 | 7.07 | 6.97 | 7.57 | 7.57 | 7.67 | 7.47 | 7.47 | 7.47 | 7.5 | 7.6 | 7.6 | 7.6 | 7 | 6.1 | 6.9 | 6.9 | 6.9
51 | Simultaneous exportable capacity |  | To | 13.419 | 13.419 | 13.419 | 13.419 | 13.419 | 13.419 | 14.019 | 14.019 | 14.019 | 14.019 | 14.019 | 14.019 | 14.019 | 14.019 | 14.019 | 14.019 | 12.919 | 12.919 | 12.919

## I2
Winter Outlook Report 2019/2020
| Power Data (all entries are assumed to be >0) |  |  |  |  | IT02 | [6 empty] | Heating if temperature below: | 15.7046 |  |  |  | Cooling if temperature above: | 21.5
| (Net values in GW, at a synchronous time every week) |  |  |  |  | Italy-CENTR-NORTH | [6 empty] | Heating saturation temperature: | 1 |  |  |  | Cooling saturation temperature: | not detected
[13 empty] | Temperature sensitivity in heating [MW/ ͦC] | -131 |  |  |  | Temperature sensitivity in cooling [MW/ ͦC] | 200
| The peak dates are related to Wednesday of each week |  |  | 2019-11-27 | 2019-12-04 | 2019-12-11 | 2019-12-18 | 2019-12-24 | 2019-12-31 | 2020-01-08 | 2020-01-15 | 2020-01-22 | 2020-01-29 | 2020-02-05 | 2020-02-12 | 2020-02-19 | 2020-02-26 | 2020-03-04 | 2020-03-11 | 2020-03-18 | 2020-03-25 | 2020-04-01
| WEEK |  |  | 48 | 49 | 50 | 51 | 52 | 1 | 2 | 3 | 4 | 5 | 6 | 7 | 8 | 9 | 10 | 11 | 12 | 13 | 14
| Time (CET for winter, but CEST last week; CEST for summer) |  |  | 19:00 | 19:00 | 19:00 | 19:00 | 19:00 | 19:00 | 19:00 | 19:00 | 19:00 | 19:00 | 19:00 | 19:00 | 19:00 | 19:00 | 19:00 | 19:00 | 19:00 | 19:00 | 19:00
Line | PART A : INDIGENOUS NATIONAL GENERATION | Severe conditions Average Forced Outage Rate | Normal conditions Average Forced Outage Rate
Net generating capacity:
1 | Nuclear Power | 5% | 5%
2 | Fossil Fuels |  |  | 3.04 | 3.04 | 3.04 | 3.04 | 3.04 | 3.04 | 2.91 | 2.91 | 2.91 | 2.91 | 2.91 | 2.91 | 2.91 | 2.91 | 2.91 | 2.91 | 2.91 | 2.91 | 2.91
2a | of which Lignite | 9% | 9% | 0 | 0 | 0 | 0 | 0 | 0 | 0 | 0 | 0 | 0 | 0 | 0 | 0 | 0 | 0 | 0 | 0 | 0 | 0
2b | of which Hard Coal | 12% | 12% | 0.17485 | 0.17485 | 0.17485 | 0.17485 | 0.17485 | 0.17485 | 0.044854 | 0.044854 | 0.044854 | 0.044854 | 0.044854 | 0.044854 | 0.044854 | 0.044854 | 0.044854 | 0.044854 | 0.044854 | 0.044854 | 0.044854
2c | of which Gas | 9% | 9% | 2.8327 | 2.8327 | 2.8327 | 2.8327 | 2.8327 | 2.8327 | 2.8327 | 2.8327 | 2.8327 | 2.8327 | 2.8327 | 2.8327 | 2.8327 | 2.8327 | 2.8327 | 2.8327 | 2.8327 | 2.8327 | 2.8327
2d | of which Oil | 18% | 18% | 0.032452 | 0.032452 | 0.032452 | 0.032452 | 0.032452 | 0.032452 | 0.032452 | 0.032452 | 0.032452 | 0.032452 | 0.032452 | 0.032452 | 0.032452 | 0.032452 | 0.032452 | 0.032452 | 0.032452 | 0.032452 | 0.032452
2e | of which Oil Shale | 8.75% | 8.75% | 0 | 0 | 0 | 0 | 0 | 0 | 0 | 0 | 0 | 0 | 0 | 0 | 0 | 0 | 0 | 0 | 0 | 0 | 0
2f | of which Fossil Peat | 8.75% | 8.75% | 0 | 0 | 0 | 0 | 0 | 0 | 0 | 0 | 0 | 0 | 0 | 0 | 0 | 0 | 0 | 0 | 0 | 0 | 0
3 | Renewable Energy Sources (other than hydro) |  |  | 3.6517 | 3.6517 | 3.6517 | 3.6517 | 3.6517 | 3.6517 | 3.6517 | 3.6517 | 3.6517 | 3.6517 | 3.6517 | 3.6517 | 3.6517 | 3.6517 | 3.6517 | 3.6517 | 3.6517 | 3.6517 | 3.6517
3a | of which onshore wind | 0% | 0% | 0.164 | 0.164 | 0.164 | 0.164 | 0.164 | 0.164 | 0.164 | 0.164 | 0.164 | 0.164 | 0.164 | 0.164 | 0.164 | 0.164 | 0.164 | 0.164 | 0.164 | 0.164 | 0.164
3b | of which offshore wind | 0% | 0% | 0 | 0 | 0 | 0 | 0 | 0 | 0 | 0 | 0 | 0 | 0 | 0 | 0 | 0 | 0 | 0 | 0 | 0 | 0
3c | of which Solar (PV) | 0% | 0% | 2.397 | 2.397 | 2.397 | 2.397 | 2.397 | 2.397 | 2.397 | 2.397 | 2.397 | 2.397 | 2.397 | 2.397 | 2.397 | 2.397 | 2.397 | 2.397 | 2.397 | 2.397 | 2.397
3d | of which Biomass | 0% | 0% | 0.17428 | 0.17428 | 0.17428 | 0.17428 | 0.17428 | 0.17428 | 0.17428 | 0.17428 | 0.17428 | 0.17428 | 0.17428 | 0.17428 | 0.17428 | 0.17428 | 0.17428 | 0.17428 | 0.17428 | 0.17428 | 0.17428
3e | of which other RES (e.g. tidal, wave, geothermal, RES waste, CSP) | 0% | 0% | 0.91642 | 0.91642 | 0.91642 | 0.91642 | 0.91642 | 0.91642 | 0.91642 | 0.91642 | 0.91642 | 0.91642 | 0.91642 | 0.91642 | 0.91642 | 0.91642 | 0.91642 | 0.91642 | 0.91642 | 0.91642 | 0.91642
4a | Hydro Run of River and Reservoir | 0% | 0% | 1.24 | 1.24 | 1.24 | 1.24 | 1.24 | 1.24 | 1.24 | 1.24 | 1.24 | 1.24 | 1.24 | 1.24 | 1.24 | 1.24 | 1.24 | 1.24 | 1.24 | 1.24 | 1.24
4b | Hydro pumping | 0% | 0% | 0 | 0 | 0 | 0 | 0 | 0 | 0 | 0 | 0 | 0 | 0 | 0 | 0 | 0 | 0 | 0 | 0 | 0 | 0
5 | Other non-RES (e.g. CHP non-renewable, waste non-renewable) | 10% | 10% | 0.045526 | 0.045526 | 0.045526 | 0.045526 | 0.045526 | 0.045526 | 0.045526 | 0.045526 | 0.045526 | 0.045526 | 0.045526 | 0.045526 | 0.045526 | 0.045526 | 0.045526 | 0.045526 | 0.045526 | 0.045526 | 0.045526
6 | Total Net generating capacity (6 = 1+2+3+4a+4b+5) |  |  | 7.9772 | 7.9772 | 7.9772 | 7.9772 | 7.9772 | 7.9772 | 7.8472 | 7.8472 | 7.8472 | 7.8472 | 7.8472 | 7.8472 | 7.8472 | 7.8472 | 7.8472 | 7.8472 | 7.8472 | 7.8472 | 7.8472
7 | Maintenance & Overhauls (planned outages) |  |  | 0 | 0 | 0 | 0.506 | 0 | 0 | 0 | 0 | 0 | 0 | 0 | 0 | 0 | 0 | 0 | 0 | 0 | 0 | 0.365
7a | Nuclear Power
7b | Lignite |  |  | 0 | 0 | 0 | 0 | 0 | 0 | 0 | 0 | 0 | 0 | 0 | 0 | 0 | 0 | 0 | 0 | 0 | 0 | 0
7c | Hard Coal |  |  | 0 | 0 | 0 | 0 | 0 | 0 | 0 | 0 | 0 | 0 | 0 | 0 | 0 | 0 | 0 | 0 | 0 | 0 | 0
7d | Gas |  |  | 0 | 0 | 0 | 0.506 | 0 | 0 | 0 | 0 | 0 | 0 | 0 | 0 | 0 | 0 | 0 | 0 | 0 | 0 | 0.365
7e | Oil |  |  | 0 | 0 | 0 | 0 | 0 | 0 | 0 | 0 | 0 | 0 | 0 | 0 | 0 | 0 | 0 | 0 | 0 | 0 | 0
7f | Oil Shale |  |  | 0 | 0 | 0 | 0 | 0 | 0 | 0 | 0 | 0 | 0 | 0 | 0 | 0 | 0 | 0 | 0 | 0 | 0 | 0
7g | Fossil Peat |  |  | 0 | 0 | 0 | 0 | 0 | 0 | 0 | 0 | 0 | 0 | 0 | 0 | 0 | 0 | 0 | 0 | 0 | 0 | 0
7h | Onshore Wind
7i | Offshore Wind |  |  | 0 | 0 | 0 | 0 | 0 | 0 | 0 | 0 | 0 | 0 | 0 | 0 | 0 | 0 | 0 | 0 | 0 | 0 | 0
7j | Solar (PV) |  |  | 0 | 0 | 0 | 0 | 0 | 0 | 0 | 0 | 0 | 0 | 0 | 0 | 0 | 0 | 0 | 0 | 0 | 0 | 0
7k | Biomass |  |  | 0 | 0 | 0 | 0 | 0 | 0 | 0 | 0 | 0 | 0 | 0 | 0 | 0 | 0 | 0 | 0 | 0 | 0 | 0
7l | other RES (apart from hydro, including tidal, wave, geothermal, waste renewable, CSP,…) |  |  | 0 | 0 | 0 | 0 | 0 | 0 | 0 | 0 | 0 | 0 | 0 | 0 | 0 | 0 | 0 | 0 | 0 | 0 | 0
7m | Hydro Run of River and Reservoir |  |  | 0 | 0 | 0 | 0 | 0 | 0 | 0 | 0 | 0 | 0 | 0 | 0 | 0 | 0 | 0 | 0 | 0 | 0 | 0
7n | Hydro pumping |  |  | 0 | 0 | 0 | 0 | 0 | 0 | 0 | 0 | 0 | 0 | 0 | 0 | 0 | 0 | 0 | 0 | 0 | 0 | 0
7o | Other non-RES (incl. not clearly identifiable energy sources) |  |  | 0 | 0 | 0 | 0 | 0 | 0 | 0 | 0 | 0 | 0 | 0 | 0 | 0 | 0 | 0 | 0 | 0 | 0 | 0
PART B : DATA FOR NORMAL CONDITIONS
8 | Non-usable capacity at reference point (all power stations including mothballed, authorization & technical & legal constraints, energy source unavailability etc. ) |  |  | 4.4888 | 4.4568 | 4.4716 | 4.522 | 4.6817 | 4.6033 | 4.5866 | 4.5678 | 4.556 | 4.5419 | 4.4979 | 4.4803 | 4.4485 | 4.3866 | 4.36 | 4.3564 | 4.4727 | 4.5372 | 4.5213
8a | of which nuclear
8b | of which Lignite |  |  | 0 | 0 | 0 | 0 | 0 | 0 | 0 | 0 | 0 | 0 | 0 | 0 | 0 | 0 | 0 | 0 | 0 | 0 | 0
8c | of which Hard Coal |  |  | 0.011561 | 0.010586 | 0.010511 | 0.010961 | 0.014413 | 0.014338 | 0.026319 | 0.025081 | 0.024124 | 0.024931 | 0.023824 | 0.024743 | 0.023918 | 0.024049 | 0.023955 | 0.023824 | 0.024124 | 0.025175 | 0.028195
8d | of which Gas |  |  | 0.87121 | 0.86211 | 0.85878 | 0.8826 | 0.95895 | 0.95618 | 1.0063 | 0.99687 | 0.98956 | 0.99573 | 0.99056 | 0.99979 | 0.99897 | 1.0005 | 1.0015 | 0.99935 | 0.99945 | 1.0075 | 1.0513
8e | of which Oil |  |  | 0.01356 | 0.013176 | 0.013147 | 0.013324 | 0.014683 | 0.014653 | 0.011742 | 0.011254 | 0.010878 | 0.011195 | 0.011979 | 0.012341 | 0.012016 | 0.012068 | 0.010811 | 0.010759 | 0.010878 | 0.011291 | 0.01248
8f | of which Oil Shale |  |  | 0 | 0 | 0 | 0 | 0 | 0 | 0 | 0 | 0 | 0 | 0 | 0 | 0 | 0 | 0 | 0 | 0 | 0 | 0
8g | of which Fossil Peat |  |  | 0 | 0 | 0 | 0 | 0 | 0 | 0 | 0 | 0 | 0 | 0 | 0 | 0 | 0 | 0 | 0 | 0 | 0 | 0
8h | of which onshore wind |  |  | 0.13173 | 0.13149 | 0.12914 | 0.13029 | 0.13281 | 0.13288 | 0.1329 | 0.13245 | 0.13111 | 0.12989 | 0.13319 | 0.13556 | 0.13445 | 0.13698 | 0.13869 | 0.13963 | 0.14019 | 0.13983 | 0.13993
8i | of which offshore wind |  |  | 0 | 0 | 0 | 0 | 0 | 0 | 0 | 0 | 0 | 0 | 0 | 0 | 0 | 0 | 0 | 0 | 0 | 0 | 0
8j | of which Solar |  |  | 2.397 | 2.397 | 2.397 | 2.397 | 2.397 | 2.397 | 2.397 | 2.397 | 2.397 | 2.397 | 2.397 | 2.397 | 2.397 | 2.397 | 2.397 | 2.3961 | 2.3932 | 2.3886 | 2.2048
8k | of which Biomass |  |  | 0.10552 | 0.10218 | 0.10193 | 0.10347 | 0.11527 | 0.11501 | 0.11091 | 0.10667 | 0.1034 | 0.10616 | 0.10237 | 0.10552 | 0.1027 | 0.10314 | 0.10282 | 0.10237 | 0.1034 | 0.10699 | 0.11732
8l | of which other RES (apart from hydro) |  |  | 0.23766 | 0.22863 | 0.22854 | 0.22534 | 0.21519 | 0.21386 | 0.23223 | 0.2321 | 0.22697 | 0.22474 | 0.22287 | 0.22482 | 0.2252 | 0.22592 | 0.22799 | 0.22375 | 0.23055 | 0.23284 | 0.23572
8m | Hydro Run of River and Reservoir |  |  | 0.695 | 0.687 | 0.708 | 0.734 | 0.805 | 0.731 | 0.642 | 0.6405 | 0.648 | 0.6265 | 0.5915 | 0.555 | 0.5295 | 0.462 | 0.4325 | 0.436 | 0.546 | 0.599 | 0.7025
8n | Hydro pumping |  |  | 0 | 0 | 0 | 0 | 0 | 0 | 0 | 0 | 0 | 0 | 0 | 0 | 0 | 0 | 0 | 0 | 0 | 0 | 0
8o | of which other non-RES (incl. not clearly identifiable energy sources) |  |  | 0.025567 | 0.024599 | 0.024525 | 0.024971 | 0.028397 | 0.028323 | 0.027131 | 0.025902 | 0.024953 | 0.025753 | 0.024655 | 0.025567 | 0.024748 | 0.024878 | 0.024785 | 0.024655 | 0.024953 | 0.025995 | 0.028993
9 | Available capacity (9 = 6 - (7 + 8)) |  |  | 3.4884 | 3.5205 | 3.5057 | 2.9493 | 3.2955 | 3.374 | 3.2607 | 3.2794 | 3.2912 | 3.3053 | 3.3493 | 3.3669 | 3.3987 | 3.4607 | 3.4873 | 3.4908 | 3.3745 | 3.31 | 2.961
10 | Outages: average expected value (all power stations) |  |  | 0.20153 | 0.20263 | 0.20295 | 0.15513 | 0.1928 | 0.19307 | 0.17216 | 0.17338 | 0.17431 | 0.17352 | 0.17409 | 0.17299 | 0.1733 | 0.17313 | 0.17329 | 0.17352 | 0.17342 | 0.17239 | 0.13472
11 | System services reserve (one hour ahead of real time) |  |  | 0.5 | 0.5 | 0.5 | 0.5 | 0.5 | 0.5 | 0.5 | 0.5 | 0.5 | 0.5 | 0.5 | 0.5 | 0.5 | 0.5 | 0.5 | 0.5 | 0.5 | 0.5 | 0.5
12 | Reliably available capacity (12 = 9 - (10 + 11)) |  |  | 2.7869 | 2.8178 | 2.8027 | 2.2941 | 2.6027 | 2.6809 | 2.5885 | 2.606 | 2.6169 | 2.6318 | 2.6752 | 2.6939 | 2.7254 | 2.7876 | 2.814 | 2.8173 | 2.7011 | 2.6376 | 2.3263
13 | Demand at reference point in time |  |  | 5.0852 | 5.2128 | 5.1608 | 5.4232 | 3.6976 | 3.6976 | 5.125 | 5.4675 | 5.4675 | 5.4675 | 5.4675 | 5.232 | 5.247 | 5.2683 | 5.1801 | 4.9894 | 4.78 | 4.6745 | 4.5192
13b | Population average daily (24h) temperature (degrees Celsius) |  |  | 9.1967 | 8.3301 | 7.6214 | 7.1044 | 6.8393 | 6.7544 | 6.2718 | 6.4561 | 6.6204 | 6.8021 | 7.0275 | 7.3121 | 7.6748 | 8.1211 | 8.5764 | 9.1926 | 9.8965 | 10.6871 | 11.5522
14a | Load reduction / demand side response available at reference point in time |  |  | 0.1 | 0.1 | 0.1 | 0.1 | 0.1 | 0.1 | 0.1 | 0.1 | 0.1 | 0.1 | 0.1 | 0.1 | 0.1 | 0.1 | 0.1 | 0.1 | 0.1 | 0.1 | 0.1
14b | Strategic reserves available at reference point in time |  |  | 0 | 0 | 0 | 0 | 0 | 0 | 0 | 0 | 0 | 0 | 0 | 0 | 0 | 0 | 0 | 0 | 0 | 0 | 0
15 | Net weekly load at reference point in time (15 = 13-14a) |  |  | 4.9852 | 5.1128 | 5.0608 | 5.3232 | 3.5976 | 3.5976 | 5.025 | 5.3675 | 5.3675 | 5.3675 | 5.3675 | 5.132 | 5.147 | 5.1683 | 5.0801 | 4.8894 | 4.68 | 4.5745 | 4.4192
16 | Remaining capacity at reference point in time (16 = 12- 15) |  |  | -2.1983 | -2.2949 | -2.2581 | -3.029 | -0.9949 | -0.9167 | -2.4365 | -2.7615 | -2.7506 | -2.7357 | -2.6923 | -2.4381 | -2.4216 | -2.3808 | -2.2661 | -2.0721 | -1.979 | -1.9369 | -2.093
B1 | Weekly peak load (unrestricted reference point in time) |  |  | 5.2262 | 5.3572 | 5.3038 | 5.6297 | 3.8001 | 4.4769 | 5.3745 | 5.4675 | 5.4675 | 5.4675 | 5.4675 | 5.232 | 5.247 | 5.2683 | 5.1801 | 4.9894 | 5.1675 | 5.0534 | 4.8475
B2 | Daily hour of expected weekly peak load (CET for winter, but CEST for last week; CEST for summer) |  |  | 18 | 18 | 18 | 18 | 18 | 18 | 18 | 19 | 19 | 19 | 19 | 19 | 19 | 19 | 19 | 19 | 10 | 10 | 10
PART C : DATA FOR SEVERE CONDITIONS
17 | Non-usable capacity at reference point (all power stations including mothballed, authorization & technical & legal constraints, energy source unavailability etc. ) |  |  | 4.5204 | 4.4889 | 4.5061 | 4.5553 | 4.7126 | 4.634 | 4.6173 | 4.5989 | 4.5883 | 4.5753 | 4.5277 | 4.5078 | 4.4767 | 4.4123 | 4.3839 | 4.3801 | 4.4985 | 4.5663 | 4.6336
17a | of which nuclear
17b | of which Lignite |  |  | 0 | 0 | 0 | 0 | 0 | 0 | 0 | 0 | 0 | 0 | 0 | 0 | 0 | 0 | 0 | 0 | 0 | 0 | 0
17c | of which Hard Coal |  |  | 0.011561 | 0.010586 | 0.010511 | 0.010961 | 0.014413 | 0.014338 | 0.026319 | 0.025081 | 0.024124 | 0.024931 | 0.023824 | 0.024743 | 0.023918 | 0.024049 | 0.023955 | 0.023824 | 0.024124 | 0.025175 | 0.028195
17d | of which Gas |  |  | 0.87121 | 0.86211 | 0.85878 | 0.8826 | 0.95895 | 0.95618 | 1.0063 | 0.99687 | 0.98956 | 0.99573 | 0.99056 | 0.99979 | 0.99897 | 1.0005 | 1.0015 | 0.99935 | 0.99945 | 1.0075 | 1.0513
17e | of which Oil |  |  | 0.01356 | 0.013176 | 0.013147 | 0.013324 | 0.014683 | 0.014653 | 0.011742 | 0.011254 | 0.010878 | 0.011195 | 0.011979 | 0.012341 | 0.012016 | 0.012068 | 0.010811 | 0.010759 | 0.010878 | 0.011291 | 0.01248
17f | of which Oil Shale |  |  | 0 | 0 | 0 | 0 | 0 | 0 | 0 | 0 | 0 | 0 | 0 | 0 | 0 | 0 | 0 | 0 | 0 | 0 | 0
17g | of which Fossil Peat |  |  | 0 | 0 | 0 | 0 | 0 | 0 | 0 | 0 | 0 | 0 | 0 | 0 | 0 | 0 | 0 | 0 | 0 | 0 | 0
17h | of which onshore wind |  |  | 0.16334 | 0.1636 | 0.16364 | 0.1636 | 0.16366 | 0.16364 | 0.16359 | 0.16353 | 0.16346 | 0.16327 | 0.16298 | 0.163 | 0.16265 | 0.16268 | 0.16261 | 0.16243 | 0.16221 | 0.16173 | 0.16173
17i | of which offshore wind |  |  | 0 | 0 | 0 | 0 | 0 | 0 | 0 | 0 | 0 | 0 | 0 | 0 | 0 | 0 | 0 | 0 | 0 | 0 | 0
17j | of which Solar |  |  | 2.397 | 2.397 | 2.397 | 2.397 | 2.397 | 2.397 | 2.397 | 2.397 | 2.397 | 2.397 | 2.397 | 2.397 | 2.397 | 2.397 | 2.397 | 2.397 | 2.3969 | 2.3958 | 2.2954
17k | of which Biomass |  |  | 0.10552 | 0.10218 | 0.10193 | 0.10347 | 0.11527 | 0.11501 | 0.11091 | 0.10667 | 0.1034 | 0.10616 | 0.10237 | 0.10552 | 0.1027 | 0.10314 | 0.10282 | 0.10237 | 0.1034 | 0.10699 | 0.11732
17l | of which other RES (apart from hydro) |  |  | 0.23766 | 0.22863 | 0.22854 | 0.22534 | 0.21519 | 0.21386 | 0.23223 | 0.2321 | 0.22697 | 0.22474 | 0.22287 | 0.22482 | 0.2252 | 0.22592 | 0.22799 | 0.22375 | 0.23055 | 0.23284 | 0.23572
17m | Hydro Run of River and Reservoir |  |  | 0.695 | 0.687 | 0.708 | 0.734 | 0.805 | 0.731 | 0.642 | 0.6405 | 0.648 | 0.6265 | 0.5915 | 0.555 | 0.5295 | 0.462 | 0.4325 | 0.436 | 0.546 | 0.599 | 0.7025
17n | Hydro pumping |  |  | 0 | 0 | 0 | 0 | 0 | 0 | 0 | 0 | 0 | 0 | 0 | 0 | 0 | 0 | 0 | 0 | 0 | 0 | 0
17o | of which other non-RES (incl. not clearly identifiable energy sources) |  |  | 0.025567 | 0.024599 | 0.024525 | 0.024971 | 0.028397 | 0.028323 | 0.027131 | 0.025902 | 0.024953 | 0.025753 | 0.024655 | 0.025567 | 0.024748 | 0.024878 | 0.024785 | 0.024655 | 0.024953 | 0.025995 | 0.028993
18 | Available capacity (18 = 6 - (7 + 17)) |  |  | 3.4568 | 3.4884 | 3.4712 | 2.916 | 3.2647 | 3.3432 | 3.23 | 3.2483 | 3.2589 | 3.272 | 3.3195 | 3.3395 | 3.3705 | 3.435 | 3.4633 | 3.4671 | 3.3488 | 3.2809 | 2.8486
19 | Outages: average expected value (all power stations) under SEVERE conditions |  |  | 0.20153 | 0.20263 | 0.20295 | 0.15513 | 0.1928 | 0.19307 | 0.17216 | 0.17338 | 0.17431 | 0.17352 | 0.17409 | 0.17299 | 0.1733 | 0.17313 | 0.17329 | 0.17352 | 0.17342 | 0.17239 | 0.13472
20 | System services reserve (one hour ahead of real time) under SEVERE conditions |  |  | 0.5 | 0.5 | 0.5 | 0.5 | 0.5 | 0.5 | 0.5 | 0.5 | 0.5 | 0.5 | 0.5 | 0.5 | 0.5 | 0.5 | 0.5 | 0.5 | 0.5 | 0.5 | 0.5
21 | Reliably available capacity under SEVERE conditions (21 = 18 - (19 + 20)) |  |  | 2.7553 | 2.7857 | 2.7682 | 2.2608 | 2.5719 | 2.6501 | 2.5578 | 2.5749 | 2.5846 | 2.5984 | 2.6454 | 2.6665 | 2.6972 | 2.7619 | 2.79 | 2.7936 | 2.6753 | 2.6085 | 2.2139
22 | Demand at reference point in time under SEVERE conditions (one in 20 year) |  |  | 5.4156 | 5.5442 | 5.4939 | 5.7553 | 3.9241 | 3.9241 | 5.4921 | 5.8206 | 5.8206 | 5.8206 | 5.8206 | 5.5714 | 5.5815 | 5.599 | 5.5079 | 5.3152 | 5.0803 | 4.9743 | 4.7949
23a | Load reduction / demand side response available at reference point in time under SEVERE conditions |  |  | 0.1 | 0.1 | 0.1 | 0.1 | 0.1 | 0.1 | 0.1 | 0.1 | 0.1 | 0.1 | 0.1 | 0.1 | 0.1 | 0.1 | 0.1 | 0.1 | 0.1 | 0.1 | 0.1
23b | Strategic reserves available at reference point in time under SEVERE conditions |  |  | 0 | 0 | 0 | 0 | 0 | 0 | 0 | 0 | 0 | 0 | 0 | 0 | 0 | 0 | 0 | 0 | 0 | 0 | 0
24 | Net weekly peak load for SEVERE conditions (24 = 22-23a) |  |  | 5.3156 | 5.4442 | 5.3939 | 5.6553 | 3.8241 | 3.8241 | 5.3921 | 5.7206 | 5.7206 | 5.7206 | 5.7206 | 5.4714 | 5.4815 | 5.499 | 5.4079 | 5.2152 | 4.9803 | 4.8743 | 4.6949
25 | Remaining capacity for SEVERE conditions (25 = 21-24) |  |  | -2.5603 | -2.6585 | -2.6257 | -3.3945 | -1.2522 | -1.1739 | -2.8343 | -3.1457 | -3.136 | -3.1222 | -3.0752 | -2.805 | -2.7843 | -2.7372 | -2.6179 | -2.4216 | -2.305 | -2.2658 | -2.481
C1 | Weekly peak load under SEVERE conditions (unrestricted reference point in time) |  |  | 5.5657 | 5.6978 | 5.6461 | 5.9745 | 4.0328 | 4.7977 | 5.7595 | 5.8206 | 5.8206 | 5.8206 | 5.8206 | 5.5714 | 5.5815 | 5.599 | 5.5079 | 5.3152 | 5.4921 | 5.3775 | 5.1716
C2 | Daily hour of expected weekly peak load (CET for winter, but CEST for last week; CEST for summer) |  |  | 18 | 18 | 18 | 18 | 18 | 18 | 18 | 19 | 19 | 19 | 19 | 19 | 19 | 19 | 19 | 19 | 10 | 10 | 10
PART D: ADDITIONAL INFORMATION FOR INTERCONNECTORS (at synchronous peak)
31 | Simultaneous importable capacity |  | From | 5.6 | 5.6 | 7 | 7 | 6.7 | 6.7 | 7 | 7 | 7 | 5.6 | 7 | 7 | 7 | 7 | 7 | 7 | 5.9 | 5.9 | 5.9
32 | Simultaneous exportable capacity |  | To | 3.2 | 3.2 | 3.2 | 3.1 | 4.1 | 4.1 | 3.2 | 3 | 3 | 3 | 3 | 3.1 | 3.1 | 3.1 | 3.1 | 3.2 | 2.4 | 2.4 | 2.4
| The off-peak dates are related to Sunday of each week |  |  | 2019-12-01 | 2019-12-08 | 2019-12-15 | 2019-12-22 | 2019-12-29 | 2020-01-05 | 2020-01-12 | 2020-01-19 | 2020-01-26 | 2020-02-02 | 2020-02-09 | 2020-02-16 | 2020-02-23 | 2020-03-01 | 2020-03-08 | 2020-03-15 | 2020-03-22 | 2020-03-29 | 2020-04-05
| WEEK |  |  | 48 | 49 | 50 | 51 | 52 | 1 | 2 | 3 | 4 | 5 | 6 | 7 | 8 | 9 | 10 | 11 | 12 | 13 | 14
| Time (CET for winter, but CEST for last week of winter; CEST for summer) |  |  | 5:00 | 5:00 | 5:00 | 5:00 | 5:00 | 5:00 | 5:00 | 5:00 | 5:00 | 5:00 | 5:00 | 5:00 | 5:00 | 5:00 | 5:00 | 5:00 | 5:00 | 5:00 | 5:00
PART E: ADDITIONAL INFORMATION FOR NIGHT MIN DEMAND CONDITIONS
33 | Weekly Minimum Demand (overnight valley minimum) |  |  | 2.2996 | 2.3572 | 2.3337 | 2.4093 | 2.2294 | 2.0101 | 2.4296 | 2.4801 | 2.4801 | 2.4801 | 2.4801 | 2.3733 | 2.3801 | 2.4755 | 2.434 | 2.3444 | 2.474 | 2.4408 | 2.3414
34 | Must Run Generation (excluding wind/run of river) |  |  | 1.1782 | 1.1079 | 1.1092 | 1.0893 | 1.0858 | 1.0858 | 1.0718 | 1.0808 | 1.1603 | 1.1685 | 1.1885 | 1.1777 | 1.1759 | 1.1749 | 1.1854 | 1.1849 | 1.1791 | 1.1799 | 1.1799
35 | Run of river generation (Must Run) |  |  | 0.136 | 0.1165 | 0.0965 | 0.059 | 0.1135 | 0.1425 | 0.175 | 0.142 | 0.142 | 0.213 | 0.312 | 0.285 | 0.312 | 0.351 | 0.355 | 0.329 | 0.2705 | 0.274 | 0.274
36 | Downward balancing reserves (FCR, FRR) |  |  | 0.25 | 0.25 | 0.25 | 0.25 | 0.25 | 0.25 | 0.25 | 0.25 | 0.25 | 0.25 | 0.25 | 0.25 | 0.25 | 0.25 | 0.25 | 0.25 | 0.25 | 0.25 | 0.25
37 | Pumping Storage Capacity available (Power) |  |  | 0 | 0 | 0 | 0 | 0 | 0 | 0 | 0 | 0 | 0 | 0 | 0 | 0 | 0 | 0 | 0 | 0 | 0 | 0
38a | Highest expected onshore wind generation running |  |  | 0.13765 | 0.13837 | 0.13951 | 0.13869 | 0.13699 | 0.13559 | 0.13516 | 0.13566 | 0.136 | 0.13754 | 0.1375 | 0.13562 | 0.13603 | 0.13537 | 0.13197 | 0.13075 | 0.12775 | 0.12128 | 0.12075
38b | Highest expected offshore wind generation running |  |  | 0 | 0 | 0 | 0 | 0 | 0 | 0 | 0 | 0 | 0 | 0 | 0 | 0 | 0 | 0 | 0 | 0 | 0 | 0
39 | DOWNWARD REGULATION CAPABILITIES: 39 = (33+37)-(34+35+36+38a+38b)) |  |  | 0.59777 | 0.74443 | 0.73856 | 0.87231 | 0.64312 | 0.39619 | 0.79763 | 0.8716 | 0.79175 | 0.71108 | 0.59212 | 0.52497 | 0.50617 | 0.56422 | 0.51162 | 0.44975 | 0.64664 | 0.61563 | 0.51669
PART Ebis: ADDITIONAL INFORMATION FOR INTERCONNECTORS
Transportable capacity at night minimum demand conditions (high wind conditions)
40 | Simultaneous importable capacity |  | From | 5.6 | 5.6 | 7 | 7 | 6.7 | 6.7 | 7 | 7 | 7 | 5.6 | 7 | 7 | 7 | 7 | 7 | 7 | 5.9 | 5.9 | 5.9
41 | Simultaneous exportable capacity |  | To | 3.2 | 3.2 | 3.2 | 3.1 | 4.1 | 4.1 | 3.2 | 3 | 3 | 3 | 3 | 3.1 | 3.1 | 3.1 | 3.1 | 3.2 | 2.4 | 2.4 | 2.4
| Time (CET for winter, but CEST for last week of winter; CEST for summer) |  |  | 11:00 | 11:00 | 11:00 | 11:00 | 11:00 | 11:00 | 11:00 | 11:00 | 11:00 | 11:00 | 11:00 | 11:00 | 11:00 | 11:00 | 11:00 | 11:00 | 11:00 | 11:00 | 11:00
PART F: ADDITIONAL INFORMATION FOR DAYTIME MIN DEMAND CONDITIONS
42 | Weekly Minimum Daytime Demand (Sunday low peak + solar) |  |  | 3.2036 | 3.284 | 3.2512 | 3.3565 | 3.1059 | 2.8004 | 3.3848 | 3.4991 | 3.4991 | 3.4991 | 3.4991 | 3.3484 | 3.358 | 3.2376 | 3.1833 | 3.0661 | 3.3761 | 3.102 | 2.9756
43 | Must Run Generation (excluding wind/PV/run of river) |  |  | 0.9495 | 0.96025 | 0.96025 | 0.962 | 0.94325 | 0.93325 | 0.914 | 0.93 | 0.949 | 0.963 | 0.963 | 0.939 | 0.939 | 0.939 | 0.939 | 0.921 | 0.9335 | 0.9335 | 0.9335
44 | Run of river generation (Must Run) |  |  | 0.242 | 0.2195 | 0.2195 | 0.254 | 0.2935 | 0.298 | 0.337 | 0.334 | 0.334 | 0.334 | 0.334 | 0.334 | 0.334 | 0.334 | 0.334 | 0.334 | 0.334 | 0.334 | 0.334
45 | Downward balancing reserves (FCR, FRR) |  |  | 0.25 | 0.25 | 0.25 | 0.25 | 0.25 | 0.25 | 0.25 | 0.25 | 0.25 | 0.25 | 0.25 | 0.25 | 0.25 | 0.25 | 0.25 | 0.25 | 0.25 | 0.25 | 0.25
46 | Pumping Storage Capacity available (Power) |  |  | 0 | 0 | 0 | 0 | 0 | 0 | 0 | 0 | 0 | 0 | 0 | 0 | 0 | 0 | 0 | 0 | 0 | 0 | 0
47a | Highest expected onshore wind generation running |  |  | 0.13844 | 0.13884 | 0.13963 | 0.1383 | 0.13573 | 0.13488 | 0.13514 | 0.13666 | 0.1372 | 0.1388 | 0.13783 | 0.1365 | 0.13764 | 0.13766 | 0.13625 | 0.1351 | 0.13032 | 0.12314 | 0.12122
47b | Highest expected offshore wind generation running |  |  | 0 | 0 | 0 | 0 | 0 | 0 | 0 | 0 | 0 | 0 | 0 | 0 | 0 | 0 | 0 | 0 | 0 | 0 | 0
48 | Highest expected solar PV running |  |  | 1.0286 | 0.98411 | 0.94899 | 0.93389 | 0.93136 | 0.94575 | 0.96759 | 0.99686 | 1.0331 | 1.0692 | 1.1156 | 1.1719 | 1.235 | 1.291 | 1.3248 | 1.3781 | 1.41 | 1.4384 | 1.2068
49 | DOWNWARD REGULATION CAPABILITIES: 49 = (42+46)-(43+44+45+47a+47b+48a+48b) |  |  | 0.59511 | 0.73129 | 0.73286 | 0.81829 | 0.55209 | 0.2385 | 0.7811 | 0.85162 | 0.79579 | 0.7441 | 0.69868 | 0.51699 | 0.46236 | 0.28587 | 0.19924 | 0.047936 | 0.3183 | 0.02296 | 0.13009
PART Fbis: ADDITIONAL INFORMATION FOR INTERCONNECTORS
Transportable capacity at daytime minimum demand conditions (high wind and high solar conditions)
50 | Simultaneous importable capacity |  | From | 5.6 | 5.6 | 7 | 7 | 6.7 | 6.7 | 7 | 7 | 7 | 5.6 | 7 | 7 | 7 | 7 | 7 | 7 | 5.9 | 5.9 | 5.9
51 | Simultaneous exportable capacity |  | To | 3.2 | 3.2 | 3.2 | 3.1 | 4.1 | 4.1 | 3.2 | 3 | 3 | 3 | 3 | 3.1 | 3.1 | 3.1 | 3.1 | 3.2 | 2.4 | 2.4 | 2.4

## I1
Winter Outlook Report 2019/2020
| Power Data (all entries are assumed to be >0) |  |  |  |  | IT01 | [6 empty] | Heating if temperature below: | 15.7046 |  |  |  | Cooling if temperature above: | 19.7
| (Net values in GW, at a synchronous time every week) |  |  |  |  | Italy-NORTH | [6 empty] | Heating saturation temperature: | -3 |  |  |  | Cooling saturation temperature: | not detected
[13 empty] | Temperature sensitivity in heating [MW/ ͦC] | -299.5 |  |  |  | Temperature sensitivity in cooling [MW/ ͦC] | 1000
| The peak dates are related to Wednesday of each week |  |  | 2019-11-27 | 2019-12-04 | 2019-12-11 | 2019-12-18 | 2019-12-24 | 2019-12-31 | 2020-01-08 | 2020-01-15 | 2020-01-22 | 2020-01-29 | 2020-02-05 | 2020-02-12 | 2020-02-19 | 2020-02-26 | 2020-03-04 | 2020-03-11 | 2020-03-18 | 2020-03-25 | 2020-04-01
| WEEK |  |  | 48 | 49 | 50 | 51 | 52 | 1 | 2 | 3 | 4 | 5 | 6 | 7 | 8 | 9 | 10 | 11 | 12 | 13 | 14
| Time (CET for winter, but CEST last week; CEST for summer) |  |  | 19:00 | 19:00 | 19:00 | 19:00 | 19:00 | 19:00 | 19:00 | 19:00 | 19:00 | 19:00 | 19:00 | 19:00 | 19:00 | 19:00 | 19:00 | 19:00 | 19:00 | 19:00 | 19:00
Line | PART A : INDIGENOUS NATIONAL GENERATION | Severe conditions Average Forced Outage Rate | Normal conditions Average Forced Outage Rate
Net generating capacity:
1 | Nuclear Power | 5% | 5%
2 | Fossil Fuels |  |  | 24.6451 | 24.6451 | 24.6451 | 24.6451 | 24.6451 | 24.6451 | 24.6451 | 24.6451 | 24.6451 | 24.6451 | 24.6451 | 24.6451 | 24.6451 | 24.6451 | 24.6451 | 24.6451 | 24.6451 | 24.6451 | 24.6451
2a | of which Lignite | 9% | 9% | 0 | 0 | 0 | 0 | 0 | 0 | 0 | 0 | 0 | 0 | 0 | 0 | 0 | 0 | 0 | 0 | 0 | 0 | 0
2b | of which Hard Coal | 12% | 12% | 2.0634 | 2.0634 | 2.0634 | 2.0634 | 2.0634 | 2.0634 | 2.0634 | 2.0634 | 2.0634 | 2.0634 | 2.0634 | 2.0634 | 2.0634 | 2.0634 | 2.0634 | 2.0634 | 2.0634 | 2.0634 | 2.0634
2c | of which Gas | 9% | 9% | 22.4406 | 22.4406 | 22.4406 | 22.4406 | 22.4406 | 22.4406 | 22.4406 | 22.4406 | 22.4406 | 22.4406 | 22.4406 | 22.4406 | 22.4406 | 22.4406 | 22.4406 | 22.4406 | 22.4406 | 22.4406 | 22.4406
2d | of which Oil | 18% | 18% | 0.14121 | 0.14121 | 0.14121 | 0.14121 | 0.14121 | 0.14121 | 0.14121 | 0.14121 | 0.14121 | 0.14121 | 0.14121 | 0.14121 | 0.14121 | 0.14121 | 0.14121 | 0.14121 | 0.14121 | 0.14121 | 0.14121
2e | of which Oil Shale | 8.75% | 8.75% | 0 | 0 | 0 | 0 | 0 | 0 | 0 | 0 | 0 | 0 | 0 | 0 | 0 | 0 | 0 | 0 | 0 | 0 | 0
2f | of which Fossil Peat | 8.75% | 8.75% | 0 | 0 | 0 | 0 | 0 | 0 | 0 | 0 | 0 | 0 | 0 | 0 | 0 | 0 | 0 | 0 | 0 | 0 | 0
3 | Renewable Energy Sources (other than hydro) |  |  | 11.2592 | 11.2592 | 11.2592 | 11.2592 | 11.2592 | 11.2592 | 11.2592 | 11.2592 | 11.2592 | 11.2592 | 11.2592 | 11.2592 | 11.2592 | 11.2592 | 11.2592 | 11.2592 | 11.2592 | 11.2592 | 11.2592
3a | of which onshore wind | 0% | 0% | 0.137 | 0.137 | 0.137 | 0.137 | 0.137 | 0.137 | 0.137 | 0.137 | 0.137 | 0.137 | 0.137 | 0.137 | 0.137 | 0.137 | 0.137 | 0.137 | 0.137 | 0.137 | 0.137
3b | of which offshore wind | 0% | 0% | 0 | 0 | 0 | 0 | 0 | 0 | 0 | 0 | 0 | 0 | 0 | 0 | 0 | 0 | 0 | 0 | 0 | 0 | 0
3c | of which Solar (PV) | 0% | 0% | 9.062 | 9.062 | 9.062 | 9.062 | 9.062 | 9.062 | 9.062 | 9.062 | 9.062 | 9.062 | 9.062 | 9.062 | 9.062 | 9.062 | 9.062 | 9.062 | 9.062 | 9.062 | 9.062
3d | of which Biomass | 0% | 0% | 1.6784 | 1.6784 | 1.6784 | 1.6784 | 1.6784 | 1.6784 | 1.6784 | 1.6784 | 1.6784 | 1.6784 | 1.6784 | 1.6784 | 1.6784 | 1.6784 | 1.6784 | 1.6784 | 1.6784 | 1.6784 | 1.6784
3e | of which other RES (e.g. tidal, wave, geothermal, RES waste, CSP) | 0% | 0% | 0.38177 | 0.38177 | 0.38177 | 0.38177 | 0.38177 | 0.38177 | 0.38177 | 0.38177 | 0.38177 | 0.38177 | 0.38177 | 0.38177 | 0.38177 | 0.38177 | 0.38177 | 0.38177 | 0.38177 | 0.38177 | 0.38177
4a | Hydro Run of River and Reservoir | 0% | 0% | 11.598 | 11.598 | 11.598 | 11.598 | 11.598 | 11.598 | 11.598 | 11.598 | 11.598 | 11.598 | 11.598 | 11.598 | 11.598 | 11.598 | 11.598 | 11.598 | 11.598 | 11.598 | 11.598
4b | Hydro pumping | 0% | 0% | 5.015 | 5.015 | 5.015 | 5.015 | 5.015 | 5.015 | 5.015 | 5.015 | 5.015 | 5.015 | 5.015 | 5.015 | 5.015 | 5.015 | 5.015 | 5.015 | 5.015 | 5.015 | 5.015
5 | Other non-RES (e.g. CHP non-renewable, waste non-renewable) | 10% | 10% | 0.25515 | 0.25515 | 0.25515 | 0.25515 | 0.25515 | 0.25515 | 0.25515 | 0.25515 | 0.25515 | 0.25515 | 0.25515 | 0.25515 | 0.25515 | 0.25515 | 0.25515 | 0.25515 | 0.25515 | 0.25515 | 0.25515
6 | Total Net generating capacity (6 = 1+2+3+4a+4b+5) |  |  | 52.7725 | 52.7725 | 52.7725 | 52.7725 | 52.7725 | 52.7725 | 52.7725 | 52.7725 | 52.7725 | 52.7725 | 52.7725 | 52.7725 | 52.7725 | 52.7725 | 52.7725 | 52.7725 | 52.7725 | 52.7725 | 52.7725
7 | Maintenance & Overhauls (planned outages) |  |  | 1.003 | 0.608 | 0.372 | 0.372 | 0.432 | 0.432 | 0.128 | 0.128 | 0.128 | 0.128 | 0.358 | 0.358 | 0.358 | 0.725 | 2.109 | 2.479 | 2.63 | 2.235 | 3.73
7a | Nuclear Power
7b | Lignite |  |  | 0 | 0 | 0 | 0 | 0 | 0 | 0 | 0 | 0 | 0 | 0 | 0 | 0 | 0 | 0 | 0 | 0 | 0 | 0
7c | Hard Coal |  |  | 0 | 0 | 0 | 0 | 0 | 0 | 0 | 0 | 0 | 0 | 0 | 0 | 0 | 0 | 0 | 0 | 0 | 0 | 0.155
7d | Gas |  |  | 1.003 | 0.608 | 0.372 | 0.372 | 0.432 | 0.432 | 0.128 | 0.128 | 0.128 | 0.128 | 0.358 | 0.358 | 0.358 | 0.725 | 2.109 | 2.479 | 2.63 | 2.235 | 3.559
7e | Oil |  |  | 0 | 0 | 0 | 0 | 0 | 0 | 0 | 0 | 0 | 0 | 0 | 0 | 0 | 0 | 0 | 0 | 0 | 0 | 0
7f | Oil Shale |  |  | 0 | 0 | 0 | 0 | 0 | 0 | 0 | 0 | 0 | 0 | 0 | 0 | 0 | 0 | 0 | 0 | 0 | 0 | 0
7g | Fossil Peat |  |  | 0 | 0 | 0 | 0 | 0 | 0 | 0 | 0 | 0 | 0 | 0 | 0 | 0 | 0 | 0 | 0 | 0 | 0 | 0
7h | Onshore Wind
7i | Offshore Wind |  |  | 0 | 0 | 0 | 0 | 0 | 0 | 0 | 0 | 0 | 0 | 0 | 0 | 0 | 0 | 0 | 0 | 0 | 0 | 0
7j | Solar (PV) |  |  | 0 | 0 | 0 | 0 | 0 | 0 | 0 | 0 | 0 | 0 | 0 | 0 | 0 | 0 | 0 | 0 | 0 | 0 | 0
7k | Biomass |  |  | 0 | 0 | 0 | 0 | 0 | 0 | 0 | 0 | 0 | 0 | 0 | 0 | 0 | 0 | 0 | 0 | 0 | 0 | 0
7l | other RES (apart from hydro, including tidal, wave, geothermal, waste renewable, CSP,…) |  |  | 0 | 0 | 0 | 0 | 0 | 0 | 0 | 0 | 0 | 0 | 0 | 0 | 0 | 0 | 0 | 0 | 0 | 0 | 0.016
7m | Hydro Run of River and Reservoir |  |  | 0 | 0 | 0 | 0 | 0 | 0 | 0 | 0 | 0 | 0 | 0 | 0 | 0 | 0 | 0 | 0 | 0 | 0 | 0
7n | Hydro pumping |  |  | 0 | 0 | 0 | 0 | 0 | 0 | 0 | 0 | 0 | 0 | 0 | 0 | 0 | 0 | 0 | 0 | 0 | 0 | 0
7o | Other non-RES (incl. not clearly identifiable energy sources) |  |  | 0 | 0 | 0 | 0 | 0 | 0 | 0 | 0 | 0 | 0 | 0 | 0 | 0 | 0 | 0 | 0 | 0 | 0 | 0
PART B : DATA FOR NORMAL CONDITIONS
8 | Non-usable capacity at reference point (all power stations including mothballed, authorization & technical & legal constraints, energy source unavailability etc. ) |  |  | 21.0675 | 21.1248 | 21.6731 | 22.1626 | 23.8697 | 23.7393 | 22.6688 | 22.4815 | 22.4665 | 22.6665 | 22.7313 | 22.8281 | 22.7162 | 22.7726 | 22.6733 | 22.7518 | 22.9418 | 23.1438 | 23.271
8a | of which nuclear
8b | of which Lignite |  |  | 0 | 0 | 0 | 0 | 0 | 0 | 0 | 0 | 0 | 0 | 0 | 0 | 0 | 0 | 0 | 0 | 0 | 0 | 0
8c | of which Hard Coal |  |  | 0.29161 | 0.28795 | 0.2866 | 0.2929 | 0.32864 | 0.33023 | 0.185 | 0.17275 | 0.16661 | 0.16882 | 0.17659 | 0.18086 | 0.17266 | 0.1738 | 0.15248 | 0.15767 | 0.17042 | 0.17636 | 0.31154
8d | of which Gas |  |  | 3.1249 | 3.094 | 3.0791 | 3.1075 | 3.3159 | 3.3101 | 3.8603 | 3.7915 | 3.7162 | 3.7456 | 3.644 | 3.6856 | 3.647 | 3.6547 | 3.7473 | 3.7295 | 3.8106 | 3.8635 | 4.6282
8e | of which Oil |  |  | 0.036288 | 0.034082 | 0.033266 | 0.037064 | 0.058955 | 0.059567 | 0.042577 | 0.035195 | 0.030805 | 0.032142 | 0.03203 | 0.034603 | 0.029661 | 0.029661 | 0.028457 | 0.031581 | 0.039269 | 0.042853 | 0.05337
8f | of which Oil Shale |  |  | 0 | 0 | 0 | 0 | 0 | 0 | 0 | 0 | 0 | 0 | 0 | 0 | 0 | 0 | 0 | 0 | 0 | 0 | 0
8g | of which Fossil Peat |  |  | 0 | 0 | 0 | 0 | 0 | 0 | 0 | 0 | 0 | 0 | 0 | 0 | 0 | 0 | 0 | 0 | 0 | 0 | 0
8h | of which onshore wind |  |  | 0.1069 | 0.10577 | 0.10506 | 0.10493 | 0.10703 | 0.1078 | 0.10694 | 0.10457 | 0.10355 | 0.10246 | 0.10358 | 0.10624 | 0.10599 | 0.1084 | 0.10994 | 0.11099 | 0.11416 | 0.11373 | 0.11601
8i | of which offshore wind |  |  | 0 | 0 | 0 | 0 | 0 | 0 | 0 | 0 | 0 | 0 | 0 | 0 | 0 | 0 | 0 | 0 | 0 | 0 | 0
8j | of which Solar |  |  | 9.062 | 9.062 | 9.062 | 9.062 | 9.062 | 9.062 | 9.062 | 9.062 | 9.062 | 9.062 | 9.062 | 9.062 | 9.062 | 9.0616 | 9.0578 | 9.0465 | 9.0245 | 8.9965 | 8.1585
8k | of which Biomass |  |  | 0.64916 | 0.62993 | 0.62218 | 0.65357 | 0.83402 | 0.83808 | 0.70715 | 0.64613 | 0.60984 | 0.62089 | 0.61647 | 0.63723 | 0.59639 | 0.59639 | 0.59143 | 0.61425 | 0.6768 | 0.70542 | 0.78335
8l | of which other RES (apart from hydro) |  |  | 0.14917 | 0.14428 | 0.14247 | 0.15089 | 0.19942 | 0.20078 | 0.16311 | 0.14675 | 0.13701 | 0.13998 | 0.13973 | 0.14543 | 0.13448 | 0.13448 | 0.13181 | 0.13873 | 0.15578 | 0.16372 | 0.17104
8m | Hydro Run of River and Reservoir |  |  | 6.05 | 6.173 | 6.75 | 7.155 | 8.329 | 8.195 | 6.934 | 6.927 | 7.052 | 7.204 | 7.3665 | 7.3815 | 7.3815 | 7.427 | 7.2695 | 7.333 | 7.348 | 7.4735 | 7.4235
8n | Hydro pumping |  |  | 1.515 | 1.515 | 1.515 | 1.515 | 1.515 | 1.515 | 1.515 | 1.515 | 1.515 | 1.515 | 1.515 | 1.515 | 1.515 | 1.515 | 1.515 | 1.515 | 1.515 | 1.515 | 1.515
8o | of which other non-RES (incl. not clearly identifiable energy sources) |  |  | 0.08242 | 0.07879 | 0.077445 | 0.083698 | 0.11974 | 0.12075 | 0.092775 | 0.080622 | 0.073394 | 0.075596 | 0.075411 | 0.079647 | 0.071511 | 0.071511 | 0.069528 | 0.074671 | 0.087329 | 0.093229 | 0.11054
9 | Available capacity (9 = 6 - (7 + 8)) |  |  | 30.702 | 31.0397 | 30.7274 | 30.2379 | 28.4708 | 28.6012 | 29.9757 | 30.163 | 30.178 | 29.978 | 29.6832 | 29.5864 | 29.6983 | 29.2749 | 27.9902 | 27.5416 | 27.2006 | 27.3937 | 25.7715
10 | Outages: average expected value (all power stations) |  |  | 1.8969 | 1.9364 | 1.9595 | 1.9548 | 1.9189 | 1.919 | 1.9201 | 1.9303 | 1.9393 | 1.936 | 1.9235 | 1.9184 | 1.9245 | 1.8907 | 1.7608 | 1.7274 | 1.7023 | 1.7311 | 1.5047
11 | System services reserve (one hour ahead of real time) |  |  | 1.5 | 1.5 | 1.5 | 1.5 | 1.5 | 1.5 | 1.5 | 1.5 | 1.5 | 1.5 | 1.5 | 1.5 | 1.5 | 1.5 | 1.5 | 1.5 | 1.5 | 1.5 | 1.5
12 | Reliably available capacity (12 = 9 - (10 + 11)) |  |  | 27.3051 | 27.6032 | 27.2679 | 26.7831 | 25.052 | 25.1822 | 26.5556 | 26.7327 | 26.7387 | 26.542 | 26.2597 | 26.168 | 26.2738 | 25.8843 | 24.7295 | 24.3143 | 23.9984 | 24.1625 | 22.7668
13 | Demand at reference point in time |  |  | 26.5815 | 27.1032 | 27.4002 | 27.6222 | 18.5822 | 18.5822 | 26.0121 | 27.9692 | 27.9692 | 27.9692 | 27.9692 | 26.629 | 26.9096 | 26.6529 | 26.7123 | 25.2145 | 22.4394 | 22.3466 | 22.9788
13b | Population average daily (24h) temperature (degrees Celsius) |  |  | 9.1967 | 8.3301 | 7.6214 | 7.1044 | 6.8393 | 6.7544 | 6.2718 | 6.4561 | 6.6204 | 6.8021 | 7.0275 | 7.3121 | 7.6748 | 8.1211 | 8.5764 | 9.1926 | 9.8965 | 10.6871 | 11.5522
14a | Load reduction / demand side response available at reference point in time |  |  | 0.6 | 0.6 | 0.6 | 0.6 | 0.6 | 0.6 | 0.6 | 0.6 | 0.6 | 0.6 | 0.6 | 0.6 | 0.6 | 0.6 | 0.6 | 0.6 | 0.6 | 0.6 | 0.6
14b | Strategic reserves available at reference point in time |  |  | 0 | 0 | 0 | 0 | 0 | 0 | 0 | 0 | 0 | 0 | 0 | 0 | 0 | 0 | 0 | 0 | 0 | 0 | 0
15 | Net weekly load at reference point in time (15 = 13-14a) |  |  | 25.9815 | 26.5032 | 26.8002 | 27.0222 | 17.9822 | 17.9822 | 25.4121 | 27.3692 | 27.3692 | 27.3692 | 27.3692 | 26.029 | 26.3096 | 26.0529 | 26.1123 | 24.6145 | 21.8394 | 21.7466 | 22.3788
16 | Remaining capacity at reference point in time (16 = 12- 15) |  |  | 1.3236 | 1.1 | 0.46774 | -0.23912 | 7.0698 | 7.2 | 1.1435 | -0.63653 | -0.63052 | -0.82717 | -1.1095 | 0.139 | -0.035806 | -0.16868 | -1.3829 | -0.3002 | 2.1589 | 2.4159 | 0.38798
B1 | Weekly peak load (unrestricted reference point in time) |  |  | 27.6387 | 28.1812 | 28.49 | 29.0109 | 19.3213 | 22.9897 | 27.5986 | 28.8236 | 28.8236 | 28.8236 | 28.8236 | 27.4424 | 27.7316 | 27.3881 | 27.4492 | 25.91 | 26.2232 | 26.1147 | 26.2106
B2 | Daily hour of expected weekly peak load (CET for winter, but CEST for last week; CEST for summer) |  |  | 18 | 18 | 18 | 18 | 18 | 18 | 18 | 10 | 10 | 10 | 10 | 10 | 10 | 10 | 10 | 10 | 10 | 10 | 10
PART C : DATA FOR SEVERE CONDITIONS
17 | Non-usable capacity at reference point (all power stations including mothballed, authorization & technical & legal constraints, energy source unavailability etc. ) |  |  | 21.0946 | 21.1525 | 21.7016 | 22.1908 | 23.8963 | 23.7652 | 22.6954 | 22.5105 | 22.4964 | 22.6975 | 22.7614 | 22.8562 | 22.7447 | 22.7992 | 22.7024 | 22.7907 | 22.9949 | 23.2125 | 23.708
17a | of which nuclear
17b | of which Lignite |  |  | 0 | 0 | 0 | 0 | 0 | 0 | 0 | 0 | 0 | 0 | 0 | 0 | 0 | 0 | 0 | 0 | 0 | 0 | 0
17c | of which Hard Coal |  |  | 0.29161 | 0.28795 | 0.2866 | 0.2929 | 0.32864 | 0.33023 | 0.185 | 0.17275 | 0.16661 | 0.16882 | 0.17659 | 0.18086 | 0.17266 | 0.1738 | 0.15248 | 0.15767 | 0.17042 | 0.17636 | 0.31154
17d | of which Gas |  |  | 3.1249 | 3.094 | 3.0791 | 3.1075 | 3.3159 | 3.3101 | 3.8603 | 3.7915 | 3.7162 | 3.7456 | 3.644 | 3.6856 | 3.647 | 3.6547 | 3.7473 | 3.7295 | 3.8106 | 3.8635 | 4.6282
17e | of which Oil |  |  | 0.036288 | 0.034082 | 0.033266 | 0.037064 | 0.058955 | 0.059567 | 0.042577 | 0.035195 | 0.030805 | 0.032142 | 0.03203 | 0.034603 | 0.029661 | 0.029661 | 0.028457 | 0.031581 | 0.039269 | 0.042853 | 0.05337
17f | of which Oil Shale |  |  | 0 | 0 | 0 | 0 | 0 | 0 | 0 | 0 | 0 | 0 | 0 | 0 | 0 | 0 | 0 | 0 | 0 | 0 | 0
17g | of which Fossil Peat |  |  | 0 | 0 | 0 | 0 | 0 | 0 | 0 | 0 | 0 | 0 | 0 | 0 | 0 | 0 | 0 | 0 | 0 | 0 | 0
17h | of which onshore wind |  |  | 0.13402 | 0.13351 | 0.13355 | 0.13315 | 0.13364 | 0.13372 | 0.13355 | 0.13355 | 0.13353 | 0.13353 | 0.13373 | 0.13437 | 0.13448 | 0.13465 | 0.13493 | 0.13492 | 0.13504 | 0.13498 | 0.13537
17i | of which offshore wind |  |  | 0 | 0 | 0 | 0 | 0 | 0 | 0 | 0 | 0 | 0 | 0 | 0 | 0 | 0 | 0 | 0 | 0 | 0 | 0
17j | of which Solar |  |  | 9.062 | 9.062 | 9.062 | 9.062 | 9.062 | 9.062 | 9.062 | 9.062 | 9.062 | 9.062 | 9.062 | 9.062 | 9.062 | 9.062 | 9.062 | 9.0614 | 9.0567 | 9.0439 | 8.5761
17k | of which Biomass |  |  | 0.64916 | 0.62993 | 0.62218 | 0.65357 | 0.83402 | 0.83808 | 0.70715 | 0.64613 | 0.60984 | 0.62089 | 0.61647 | 0.63723 | 0.59639 | 0.59639 | 0.59143 | 0.61425 | 0.6768 | 0.70542 | 0.78335
17l | of which other RES (apart from hydro) |  |  | 0.14917 | 0.14428 | 0.14247 | 0.15089 | 0.19942 | 0.20078 | 0.16311 | 0.14675 | 0.13701 | 0.13998 | 0.13973 | 0.14543 | 0.13448 | 0.13448 | 0.13181 | 0.13873 | 0.15578 | 0.16372 | 0.17104
17m | Hydro Run of River and Reservoir |  |  | 6.05 | 6.173 | 6.75 | 7.155 | 8.329 | 8.195 | 6.934 | 6.927 | 7.052 | 7.204 | 7.3665 | 7.3815 | 7.3815 | 7.427 | 7.2695 | 7.333 | 7.348 | 7.4735 | 7.4235
17n | Hydro pumping |  |  | 1.515 | 1.515 | 1.515 | 1.515 | 1.515 | 1.515 | 1.515 | 1.515 | 1.515 | 1.515 | 1.515 | 1.515 | 1.515 | 1.515 | 1.515 | 1.515 | 1.515 | 1.515 | 1.515
17o | of which other non-RES (incl. not clearly identifiable energy sources) |  |  | 0.08242 | 0.07879 | 0.077445 | 0.083698 | 0.11974 | 0.12075 | 0.092775 | 0.080622 | 0.073394 | 0.075596 | 0.075411 | 0.079647 | 0.071511 | 0.071511 | 0.069528 | 0.074671 | 0.087329 | 0.093229 | 0.11054
18 | Available capacity (18 = 6 - (7 + 17)) |  |  | 30.6749 | 31.0119 | 30.6989 | 30.2097 | 28.4442 | 28.5753 | 29.949 | 30.134 | 30.148 | 29.9469 | 29.653 | 29.5582 | 29.6698 | 29.2483 | 27.9611 | 27.5028 | 27.1475 | 27.325 | 25.3345
19 | Outages: average expected value (all power stations) under SEVERE conditions |  |  | 1.8969 | 1.9364 | 1.9595 | 1.9548 | 1.9189 | 1.919 | 1.9201 | 1.9303 | 1.9393 | 1.936 | 1.9235 | 1.9184 | 1.9245 | 1.8907 | 1.7608 | 1.7274 | 1.7023 | 1.7311 | 1.5047
20 | System services reserve (one hour ahead of real time) under SEVERE conditions |  |  | 1.5 | 1.5 | 1.5 | 1.5 | 1.5 | 1.5 | 1.5 | 1.5 | 1.5 | 1.5 | 1.5 | 1.5 | 1.5 | 1.5 | 1.5 | 1.5 | 1.5 | 1.5 | 1.5
21 | Reliably available capacity under SEVERE conditions (21 = 18 - (19 + 20)) |  |  | 27.278 | 27.5755 | 27.2394 | 26.7548 | 25.0254 | 25.1563 | 26.5289 | 26.7037 | 26.7087 | 26.511 | 26.2295 | 26.1399 | 26.2453 | 25.8576 | 24.7003 | 24.2754 | 23.9453 | 24.0938 | 22.3298
22 | Demand at reference point in time under SEVERE conditions (one in 20 year) |  |  | 27.8129 | 28.1662 | 28.3049 | 28.3742 | 19.0881 | 19.0881 | 26.643 | 28.6595 | 28.6595 | 28.6595 | 28.6595 | 27.4861 | 27.8815 | 27.7594 | 27.9641 | 26.5942 | 23.6488 | 23.5504 | 24.2049
23a | Load reduction / demand side response available at reference point in time under SEVERE conditions |  |  | 0.6 | 0.6 | 0.6 | 0.6 | 0.6 | 0.6 | 0.6 | 0.6 | 0.6 | 0.6 | 0.6 | 0.6 | 0.6 | 0.6 | 0.6 | 0.6 | 0.6 | 0.6 | 0.6
23b | Strategic reserves available at reference point in time under SEVERE conditions |  |  | 0 | 0 | 0 | 0 | 0 | 0 | 0 | 0 | 0 | 0 | 0 | 0 | 0 | 0 | 0 | 0 | 0 | 0 | 0
24 | Net weekly peak load for SEVERE conditions (24 = 22-23a) |  |  | 27.2129 | 27.5662 | 27.7049 | 27.7742 | 18.4881 | 18.4881 | 26.043 | 28.0595 | 28.0595 | 28.0595 | 28.0595 | 26.8861 | 27.2815 | 27.1594 | 27.3641 | 25.9942 | 23.0488 | 22.9504 | 23.6049
25 | Remaining capacity for SEVERE conditions (25 = 21-24) |  |  | 0.06506 | 0.0092558 | -0.46548 | -1.0193 | 6.5373 | 6.6682 | 0.48591 | -1.3558 | -1.3508 | -1.5485 | -1.83 | -0.74624 | -1.0362 | -1.3018 | -2.6638 | -1.7187 | 0.89648 | 1.1435 | -1.2751
C1 | Weekly peak load under SEVERE conditions (unrestricted reference point in time) |  |  | 28.9191 | 29.2865 | 29.4307 | 29.8007 | 19.8473 | 23.5473 | 28.2681 | 29.535 | 29.535 | 29.535 | 29.535 | 28.3257 | 28.7332 | 28.5251 | 28.7355 | 27.3278 | 27.6365 | 27.5214 | 27.6091
C2 | Daily hour of expected weekly peak load (CET for winter, but CEST for last week; CEST for summer) |  |  | 18 | 18 | 18 | 18 | 18 | 18 | 18 | 10 | 10 | 10 | 10 | 10 | 10 | 10 | 10 | 10 | 10 | 10 | 10
PART D: ADDITIONAL INFORMATION FOR INTERCONNECTORS (at synchronous peak)
31 | Simultaneous importable capacity |  | From | 9.735 | 9.735 | 9.735 | 9.735 | 10.135 | 10.135 | 9.735 | 9.735 | 9.735 | 9.735 | 9.735 | 9.735 | 9.735 | 9.735 | 9.735 | 9.585 | 9.735 | 9.735 | 9.735
32 | Simultaneous exportable capacity |  | To | 6.165 | 6.165 | 7.565 | 7.565 | 7.265 | 7.265 | 7.565 | 7.565 | 7.565 | 6.165 | 7.565 | 7.565 | 7.565 | 7.565 | 7.565 | 7.565 | 7.565 | 7.565 | 7.565
| The off-peak dates are related to Sunday of each week |  |  | 2019-12-01 | 2019-12-08 | 2019-12-15 | 2019-12-22 | 2019-12-29 | 2020-01-05 | 2020-01-12 | 2020-01-19 | 2020-01-26 | 2020-02-02 | 2020-02-09 | 2020-02-16 | 2020-02-23 | 2020-03-01 | 2020-03-08 | 2020-03-15 | 2020-03-22 | 2020-03-29 | 2020-04-05
| WEEK |  |  | 48 | 49 | 50 | 51 | 52 | 1 | 2 | 3 | 4 | 5 | 6 | 7 | 8 | 9 | 10 | 11 | 12 | 13 | 14
| Time (CET for winter, but CEST for last week of winter; CEST for summer) |  |  | 5:00 | 5:00 | 5:00 | 5:00 | 5:00 | 5:00 | 5:00 | 5:00 | 5:00 | 5:00 | 5:00 | 5:00 | 5:00 | 5:00 | 5:00 | 5:00 | 5:00 | 5:00 | 5:00
PART E: ADDITIONAL INFORMATION FOR NIGHT MIN DEMAND CONDITIONS
33 | Weekly Minimum Demand (overnight valley minimum) |  |  | 11.417 | 11.6411 | 11.7686 | 11.6261 | 10.7854 | 9.6904 | 11.7407 | 12.0477 | 12.0477 | 12.0477 | 12.0477 | 11.4705 | 11.5913 | 11.4248 | 11.4503 | 10.8082 | 11.5203 | 11.5658 | 11.6083
34 | Must Run Generation (excluding wind/run of river) |  |  | 2.94 | 3.0665 | 3.0435 | 2.864 | 2.8475 | 2.868 | 2.983 | 2.937 | 2.919 | 2.835 | 2.85 | 2.812 | 2.813 | 2.616 | 2.648 | 2.651 | 2.884 | 2.808 | 2.808
35 | Run of river generation (Must Run) |  |  | 0.8 | 0.7955 | 0.7625 | 0.689 | 0.6555 | 0.6475 | 0.66 | 0.61 | 0.777 | 0.704 | 0.704 | 0.704 | 0.799 | 0.846 | 0.937 | 0.937 | 1.196 | 1.738 | 1.738
36 | Downward balancing reserves (FCR, FRR) |  |  | 0.25 | 0.25 | 0.25 | 0.25 | 0.25 | 0.25 | 0.25 | 0.25 | 0.25 | 0.25 | 0.25 | 0.25 | 0.25 | 0.25 | 0.25 | 0.25 | 0.25 | 0.25 | 0.25
37 | Pumping Storage Capacity available (Power) |  |  | 1.5 | 1.5 | 1.5 | 1.5 | 1.5 | 1.5 | 1.5 | 1.5 | 1.5 | 1.5 | 1.5 | 1.5 | 1.5 | 1.5 | 1.5 | 1.5 | 1.5 | 1.5 | 1.5
38a | Highest expected onshore wind generation running |  |  | 0.083357 | 0.085992 | 0.087187 | 0.085756 | 0.087853 | 0.087068 | 0.086026 | 0.089444 | 0.089887 | 0.08927 | 0.088515 | 0.086996 | 0.088477 | 0.086319 | 0.085223 | 0.085467 | 0.084198 | 0.08311 | 0.084064
38b | Highest expected offshore wind generation running |  |  | 0 | 0 | 0 | 0 | 0 | 0 | 0 | 0 | 0 | 0 | 0 | 0 | 0 | 0 | 0 | 0 | 0 | 0 | 0
39 | DOWNWARD REGULATION CAPABILITIES: 39 = (33+37)-(34+35+36+38a+38b)) |  |  | 8.8436 | 8.9431 | 9.1254 | 9.2373 | 8.4446 | 7.3378 | 9.2617 | 9.6613 | 9.5119 | 9.6695 | 9.6552 | 9.1175 | 9.1408 | 9.1265 | 9.0301 | 8.3848 | 8.6061 | 8.1867 | 8.2282
PART Ebis: ADDITIONAL INFORMATION FOR INTERCONNECTORS
Transportable capacity at night minimum demand conditions (high wind conditions)
40 | Simultaneous importable capacity |  | From | 9.735 | 9.735 | 9.735 | 9.735 | 10.135 | 10.135 | 9.735 | 9.735 | 9.735 | 9.735 | 9.735 | 9.735 | 9.735 | 9.735 | 9.735 | 9.585 | 9.735 | 9.735 | 9.735
41 | Simultaneous exportable capacity |  | To | 6.165 | 6.165 | 7.565 | 7.565 | 7.265 | 7.265 | 7.565 | 7.565 | 7.565 | 6.165 | 7.565 | 7.565 | 7.565 | 7.565 | 7.565 | 7.565 | 7.565 | 7.565 | 7.565
| Time (CET for winter, but CEST for last week of winter; CEST for summer) |  |  | 11:00 | 11:00 | 11:00 | 11:00 | 11:00 | 11:00 | 11:00 | 11:00 | 11:00 | 11:00 | 11:00 | 11:00 | 11:00 | 11:00 | 11:00 | 11:00 | 11:00 | 11:00 | 11:00
PART F: ADDITIONAL INFORMATION FOR DAYTIME MIN DEMAND CONDITIONS
42 | Weekly Minimum Daytime Demand (Sunday low peak + solar) |  |  | 15.7011 | 16.0093 | 16.1847 | 15.9887 | 14.8326 | 13.3266 | 16.1464 | 16.5754 | 16.5754 | 16.5754 | 16.5754 | 15.7811 | 15.9474 | 14.7863 | 14.8193 | 13.9883 | 14.3209 | 14.2616 | 13.8725
43 | Must Run Generation (excluding wind/PV/run of river) |  |  | 3.3365 | 3.367 | 3.338 | 3.215 | 3.1685 | 3.1795 | 3.3425 | 3.2615 | 3.244 | 3.242 | 3.215 | 3.07 | 3.081 | 2.896 | 3.0285 | 2.95 | 3.222 | 3.0585 | 3.0585
44 | Run of river generation (Must Run) |  |  | 1.196 | 1.2085 | 1.2075 | 1.087 | 1.0925 | 1.0925 | 1.354 | 1.195 | 1.186 | 1.112 | 1.112 | 1.108 | 1.273 | 1.93 | 1.971 | 1.764 | 2.3645 | 2.464 | 2.464
45 | Downward balancing reserves (FCR, FRR) |  |  | 0.25 | 0.25 | 0.25 | 0.25 | 0.25 | 0.25 | 0.25 | 0.25 | 0.25 | 0.25 | 0.25 | 0.25 | 0.25 | 0.25 | 0.25 | 0.25 | 0.25 | 0.25 | 0.25
46 | Pumping Storage Capacity available (Power) |  |  | 1.5 | 1.5 | 1.5 | 1.5 | 1.5 | 1.5 | 1.5 | 1.5 | 1.5 | 1.5 | 1.5 | 1.5 | 1.5 | 1.5 | 1.5 | 1.5 | 1.5 | 1.5 | 1.5
47a | Highest expected onshore wind generation running |  |  | 0.082753 | 0.086067 | 0.085843 | 0.085096 | 0.085329 | 0.083407 | 0.082238 | 0.085246 | 0.085962 | 0.084959 | 0.084372 | 0.082736 | 0.084614 | 0.083371 | 0.082597 | 0.082633 | 0.080852 | 0.080334 | 0.081147
47b | Highest expected offshore wind generation running |  |  | 0 | 0 | 0 | 0 | 0 | 0 | 0 | 0 | 0 | 0 | 0 | 0 | 0 | 0 | 0 | 0 | 0 | 0 | 0
48 | Highest expected solar PV running |  |  | 3.6852 | 3.5575 | 3.4087 | 3.3212 | 3.2869 | 3.3267 | 3.4345 | 3.5703 | 3.7248 | 3.9143 | 4.1417 | 4.3193 | 4.5695 | 4.7995 | 4.9708 | 5.1523 | 5.2713 | 5.408 | 4.4855
49 | DOWNWARD REGULATION CAPABILITIES: 49 = (42+46)-(43+44+45+47a+47b+48a+48b) |  |  | 8.6507 | 9.0403 | 9.3947 | 9.5304 | 8.4494 | 6.8945 | 9.1831 | 9.7133 | 9.5846 | 9.4721 | 9.2722 | 8.4511 | 8.1893 | 6.3274 | 6.0164 | 5.2894 | 4.6322 | 4.5008 | 5.0334
PART Fbis: ADDITIONAL INFORMATION FOR INTERCONNECTORS
Transportable capacity at daytime minimum demand conditions (high wind and high solar conditions)
50 | Simultaneous importable capacity |  | From | 9.735 | 9.735 | 9.735 | 9.735 | 10.135 | 10.135 | 9.735 | 9.735 | 9.735 | 9.735 | 9.735 | 9.735 | 9.735 | 9.735 | 9.735 | 9.585 | 9.735 | 9.735 | 9.735
51 | Simultaneous exportable capacity |  | To | 6.165 | 6.165 | 7.565 | 7.565 | 7.265 | 7.265 | 7.565 | 7.565 | 7.565 | 6.165 | 7.565 | 7.565 | 7.565 | 7.565 | 7.565 | 7.565 | 7.565 | 7.565 | 7.565

## HU
Winter Outlook Report 2019/2020
| Power Data (all entries are assumed to be >0) |  |  |  |  | HU | [6 empty] | Heating if temperature below: | 15.3183 |  |  |  | Cooling if temperature above: | 20.3183
| (Net values in GW, at a synchronous time every week) |  |  |  |  | Hungary | [6 empty] | Heating saturation temperature: | -1 |  |  |  | Cooling saturation temperature: | not detected
[13 empty] | Temperature sensitivity in heating [MW/ ͦC] | -43.4484 |  |  |  | Temperature sensitivity in cooling [MW/ ͦC] | 100.0733
| The peak dates are related to Wednesday of each week |  |  | 2019-11-27 | 2019-12-04 | 2019-12-11 | 2019-12-18 | 2019-12-24 | 2019-12-31 | 2020-01-08 | 2020-01-15 | 2020-01-22 | 2020-01-29 | 2020-02-05 | 2020-02-12 | 2020-02-19 | 2020-02-26 | 2020-03-04 | 2020-03-11 | 2020-03-18 | 2020-03-25 | 2020-04-01
| WEEK |  |  | 48 | 49 | 50 | 51 | 52 | 1 | 2 | 3 | 4 | 5 | 6 | 7 | 8 | 9 | 10 | 11 | 12 | 13 | 14
| Time (CET for winter, but CEST last week; CEST for summer) |  |  | 19:00 | 19:00 | 19:00 | 19:00 | 19:00 | 19:00 | 19:00 | 19:00 | 19:00 | 19:00 | 19:00 | 19:00 | 19:00 | 19:00 | 19:00 | 19:00 | 19:00 | 19:00 | 19:00
Line | PART A : INDIGENOUS NATIONAL GENERATION | Severe conditions Average Forced Outage Rate | Normal conditions Average Forced Outage Rate
Net generating capacity:
1 | Nuclear Power | 3% | 3% | 1.8989 | 1.8989 | 1.8989 | 1.8989 | 1.8989 | 1.8989 | 1.8989 | 1.8989 | 1.8989 | 1.8989 | 1.8989 | 1.8989 | 1.8989 | 1.8989 | 1.8989 | 1.8989 | 1.8989 | 1.8989 | 1.8989
2 | Fossil Fuels |  |  | 5.5766 | 5.5766 | 5.5766 | 5.5766 | 5.5766 | 5.5766 | 5.5766 | 5.5766 | 5.5766 | 5.5766 | 5.5766 | 5.5766 | 5.5766 | 5.5766 | 5.5766 | 5.5766 | 5.5766 | 5.5766 | 5.5766
2a | of which Lignite | 6% | 6% | 1.0489 | 1.0489 | 1.0489 | 1.0489 | 1.0489 | 1.0489 | 1.0489 | 1.0489 | 1.0489 | 1.0489 | 1.0489 | 1.0489 | 1.0489 | 1.0489 | 1.0489 | 1.0489 | 1.0489 | 1.0489 | 1.0489
2b | of which Hard Coal | 9% | 9% | 0 | 0 | 0 | 0 | 0 | 0 | 0 | 0 | 0 | 0 | 0 | 0 | 0 | 0 | 0 | 0 | 0 | 0 | 0
2c | of which Gas | 5% | 5% | 4.1057 | 4.1057 | 4.1057 | 4.1057 | 4.1057 | 4.1057 | 4.1057 | 4.1057 | 4.1057 | 4.1057 | 4.1057 | 4.1057 | 4.1057 | 4.1057 | 4.1057 | 4.1057 | 4.1057 | 4.1057 | 4.1057
2d | of which Oil | 3% | 3% | 0.42206 | 0.42206 | 0.42206 | 0.42206 | 0.42206 | 0.42206 | 0.42206 | 0.42206 | 0.42206 | 0.42206 | 0.42206 | 0.42206 | 0.42206 | 0.42206 | 0.42206 | 0.42206 | 0.42206 | 0.42206 | 0.42206
2e | of which Oil Shale | 8.75% | 8.75% | 0 | 0 | 0 | 0 | 0 | 0 | 0 | 0 | 0 | 0 | 0 | 0 | 0 | 0 | 0 | 0 | 0 | 0 | 0
2f | of which Fossil Peat | 8.75% | 8.75% | 0 | 0 | 0 | 0 | 0 | 0 | 0 | 0 | 0 | 0 | 0 | 0 | 0 | 0 | 0 | 0 | 0 | 0 | 0
3 | Renewable Energy Sources (other than hydro) |  |  | 2.4797 | 2.4797 | 2.4797 | 2.4797 | 2.4797 | 2.4797 | 2.6797 | 2.6797 | 2.6797 | 2.6797 | 2.6797 | 2.6797 | 2.6797 | 2.6797 | 2.6797 | 2.6797 | 2.6797 | 2.6797 | 2.6797
3a | of which onshore wind | 0% | 0% | 0.3249 | 0.3249 | 0.3249 | 0.3249 | 0.3249 | 0.3249 | 0.3249 | 0.3249 | 0.3249 | 0.3249 | 0.3249 | 0.3249 | 0.3249 | 0.3249 | 0.3249 | 0.3249 | 0.3249 | 0.3249 | 0.3249
3b | of which offshore wind | 0% | 0% | 0 | 0 | 0 | 0 | 0 | 0 | 0 | 0 | 0 | 0 | 0 | 0 | 0 | 0 | 0 | 0 | 0 | 0 | 0
3c | of which Solar (PV) | 0% | 0% | 1.8 | 1.8 | 1.8 | 1.8 | 1.8 | 1.8 | 2 | 2 | 2 | 2 | 2 | 2 | 2 | 2 | 2 | 2 | 2 | 2 | 2
3d | of which Biomass | 0% | 0% | 0.25085 | 0.25085 | 0.25085 | 0.25085 | 0.25085 | 0.25085 | 0.25085 | 0.25085 | 0.25085 | 0.25085 | 0.25085 | 0.25085 | 0.25085 | 0.25085 | 0.25085 | 0.25085 | 0.25085 | 0.25085 | 0.25085
3e | of which other RES (e.g. tidal, wave, geothermal, RES waste, CSP) | 0% | 0% | 0.10396 | 0.10396 | 0.10396 | 0.10396 | 0.10396 | 0.10396 | 0.10396 | 0.10396 | 0.10396 | 0.10396 | 0.10396 | 0.10396 | 0.10396 | 0.10396 | 0.10396 | 0.10396 | 0.10396 | 0.10396 | 0.10396
4a | Hydro Run of River and Reservoir | 0% | 0% | 0.056199 | 0.056199 | 0.056199 | 0.056199 | 0.056199 | 0.056199 | 0.056199 | 0.056199 | 0.056199 | 0.056199 | 0.056199 | 0.056199 | 0.056199 | 0.056199 | 0.056199 | 0.056199 | 0.056199 | 0.056199 | 0.056199
4b | Hydro pumping | 0% | 0% | 0 | 0 | 0 | 0 | 0 | 0 | 0 | 0 | 0 | 0 | 0 | 0 | 0 | 0 | 0 | 0 | 0 | 0 | 0
5 | Other non-RES (e.g. CHP non-renewable, waste non-renewable) | 0% | 0% | 0 | 0 | 0 | 0 | 0 | 0 | 0 | 0 | 0 | 0 | 0 | 0 | 0 | 0 | 0 | 0 | 0 | 0 | 0
6 | Total Net generating capacity (6 = 1+2+3+4a+4b+5) |  |  | 10.0114 | 10.0114 | 10.0114 | 10.0114 | 10.0114 | 10.0114 | 10.2114 | 10.2114 | 10.2114 | 10.2114 | 10.2114 | 10.2114 | 10.2114 | 10.2114 | 10.2114 | 10.2114 | 10.2114 | 10.2114 | 10.2114
7 | Maintenance & Overhauls (planned outages) |  |  | 0.0325 | 0.0325 | 0 | 0 | 0 | 0 | 0.4007 | 0.4007 | 0 | 0 | 0.47981 | 0.47981 | 0.47981 | 0 | 0 | 0.28988 | 0.28988 | 0.28988 | 0.83639
7a | Nuclear Power |  |  | 0 | 0 | 0 | 0 | 0 | 0 | 0 | 0 | 0 | 0 | 0.47981 | 0.47981 | 0.47981 | 0 | 0 | 0 | 0 | 0 | 0
7b | Lignite |  |  | 0 | 0 | 0 | 0 | 0 | 0 | 0 | 0 | 0 | 0 | 0 | 0 | 0 | 0 | 0 | 0.086877 | 0.086877 | 0.086877 | 0.20682
7c | Hard Coal |  |  | 0 | 0 | 0 | 0 | 0 | 0 | 0 | 0 | 0 | 0 | 0 | 0 | 0 | 0 | 0 | 0 | 0 | 0 | 0
7d | Gas |  |  | 0.0325 | 0.0325 | 0 | 0 | 0 | 0 | 0.4007 | 0.4007 | 0 | 0 | 0 | 0 | 0 | 0 | 0 | 0.203 | 0.203 | 0.203 | 0.62956
7e | Oil |  |  | 0 | 0 | 0 | 0 | 0 | 0 | 0 | 0 | 0 | 0 | 0 | 0 | 0 | 0 | 0 | 0 | 0 | 0 | 0
7f | Oil Shale |  |  | 0 | 0 | 0 | 0 | 0 | 0 | 0 | 0 | 0 | 0 | 0 | 0 | 0 | 0 | 0 | 0 | 0 | 0 | 0
7g | Fossil Peat |  |  | 0 | 0 | 0 | 0 | 0 | 0 | 0 | 0 | 0 | 0 | 0 | 0 | 0 | 0 | 0 | 0 | 0 | 0 | 0
7h | Onshore Wind |  |  | 0 | 0 | 0 | 0 | 0 | 0 | 0 | 0 | 0 | 0 | 0 | 0 | 0 | 0 | 0 | 0 | 0 | 0 | 0
7i | Offshore Wind |  |  | 0 | 0 | 0 | 0 | 0 | 0 | 0 | 0 | 0 | 0 | 0 | 0 | 0 | 0 | 0 | 0 | 0 | 0 | 0
7j | Solar (PV) |  |  | 0 | 0 | 0 | 0 | 0 | 0 | 0 | 0 | 0 | 0 | 0 | 0 | 0 | 0 | 0 | 0 | 0 | 0 | 0
7k | Biomass |  |  | 0 | 0 | 0 | 0 | 0 | 0 | 0 | 0 | 0 | 0 | 0 | 0 | 0 | 0 | 0 | 0 | 0 | 0 | 0
7l | other RES (apart from hydro, including tidal, wave, geothermal, waste renewable, CSP,…) |  |  | 0 | 0 | 0 | 0 | 0 | 0 | 0 | 0 | 0 | 0 | 0 | 0 | 0 | 0 | 0 | 0 | 0 | 0 | 0
7m | Hydro Run of River and Reservoir |  |  | 0 | 0 | 0 | 0 | 0 | 0 | 0 | 0 | 0 | 0 | 0 | 0 | 0 | 0 | 0 | 0 | 0 | 0 | 0
7n | Hydro pumping |  |  | 0 | 0 | 0 | 0 | 0 | 0 | 0 | 0 | 0 | 0 | 0 | 0 | 0 | 0 | 0 | 0 | 0 | 0 | 0
7o | Other non-RES (incl. not clearly identifiable energy sources) |  |  | 0 | 0 | 0 | 0 | 0 | 0 | 0 | 0 | 0 | 0 | 0 | 0 | 0 | 0 | 0 | 0 | 0 | 0 | 0
PART B : DATA FOR NORMAL CONDITIONS
8 | Non-usable capacity at reference point (all power stations including mothballed, authorization & technical & legal constraints, energy source unavailability etc. ) |  |  | 3.4291 | 3.4294 | 3.4283 | 3.4243 | 3.4266 | 3.4314 | 3.6321 | 3.6297 | 3.6254 | 3.6206 | 3.6222 | 3.626 | 3.6278 | 3.6322 | 3.6338 | 3.6327 | 3.6372 | 3.6368 | 3.5875
8a | of which nuclear |  |  | 0 | 0 | 0 | 0 | 0 | 0 | 0 | 0 | 0 | 0 | 0 | 0 | 0 | 0 | 0 | 0 | 0 | 0 | 0
8b | of which Lignite |  |  | 0.27 | 0.27 | 0.27 | 0.27 | 0.27 | 0.27 | 0.27 | 0.27 | 0.27 | 0.27 | 0.27 | 0.27 | 0.27 | 0.27 | 0.27 | 0.27 | 0.27 | 0.27 | 0.27
8c | of which Hard Coal |  |  | 0 | 0 | 0 | 0 | 0 | 0 | 0 | 0 | 0 | 0 | 0 | 0 | 0 | 0 | 0 | 0 | 0 | 0 | 0
8d | of which Gas |  |  | 1.0798 | 1.0798 | 1.0798 | 1.0798 | 1.0798 | 1.0798 | 1.0798 | 1.0798 | 1.0798 | 1.0798 | 1.0798 | 1.0798 | 1.0798 | 1.0798 | 1.0798 | 1.0798 | 1.0798 | 1.0798 | 1.0798
8e | of which Oil |  |  | 0 | 0 | 0 | 0 | 0 | 0 | 0 | 0 | 0 | 0 | 0 | 0 | 0 | 0 | 0 | 0 | 0 | 0 | 0
8f | of which Oil Shale |  |  | 0 | 0 | 0 | 0 | 0 | 0 | 0 | 0 | 0 | 0 | 0 | 0 | 0 | 0 | 0 | 0 | 0 | 0 | 0
8g | of which Fossil Peat |  |  | 0 | 0 | 0 | 0 | 0 | 0 | 0 | 0 | 0 | 0 | 0 | 0 | 0 | 0 | 0 | 0 | 0 | 0 | 0
8h | of which onshore wind |  |  | 0.25531 | 0.25561 | 0.25449 | 0.25051 | 0.25278 | 0.25762 | 0.25826 | 0.25586 | 0.25164 | 0.24683 | 0.24838 | 0.25221 | 0.25401 | 0.2584 | 0.26001 | 0.25886 | 0.2634 | 0.26308 | 0.27095
8i | of which offshore wind |  |  | 0 | 0 | 0 | 0 | 0 | 0 | 0 | 0 | 0 | 0 | 0 | 0 | 0 | 0 | 0 | 0 | 0 | 0 | 0
8j | of which Solar |  |  | 1.8 | 1.8 | 1.8 | 1.8 | 1.8 | 1.8 | 2 | 2 | 2 | 2 | 2 | 2 | 2 | 2 | 2 | 2 | 2 | 1.9999 | 1.9428
8k | of which Biomass |  |  | 0.024 | 0.024 | 0.024 | 0.024 | 0.024 | 0.024 | 0.024 | 0.024 | 0.024 | 0.024 | 0.024 | 0.024 | 0.024 | 0.024 | 0.024 | 0.024 | 0.024 | 0.024 | 0.024
8l | of which other RES (apart from hydro) |  |  | 0 | 0 | 0 | 0 | 0 | 0 | 0 | 0 | 0 | 0 | 0 | 0 | 0 | 0 | 0 | 0 | 0 | 0 | 0
8m | Hydro Run of River and Reservoir |  |  | 0 | 0 | 0 | 0 | 0 | 0 | 0 | 0 | 0 | 0 | 0 | 0 | 0 | 0 | 0 | 0 | 0 | 0 | 0
8n | Hydro pumping |  |  | 0 | 0 | 0 | 0 | 0 | 0 | 0 | 0 | 0 | 0 | 0 | 0 | 0 | 0 | 0 | 0 | 0 | 0 | 0
8o | of which other non-RES (incl. not clearly identifiable energy sources) |  |  | 0 | 0 | 0 | 0 | 0 | 0 | 0 | 0 | 0 | 0 | 0 | 0 | 0 | 0 | 0 | 0 | 0 | 0 | 0
9 | Available capacity (9 = 6 - (7 + 8)) |  |  | 6.5498 | 6.5495 | 6.5831 | 6.5871 | 6.5848 | 6.58 | 6.1786 | 6.181 | 6.586 | 6.5908 | 6.1094 | 6.1056 | 6.1038 | 6.5792 | 6.5776 | 6.2889 | 6.2843 | 6.2847 | 5.7875
10 | Outages: average expected value (all power stations) |  |  | 0.26603 | 0.26603 | 0.26766 | 0.26766 | 0.26766 | 0.26766 | 0.24762 | 0.24762 | 0.26766 | 0.26766 | 0.25326 | 0.25326 | 0.25326 | 0.26766 | 0.26766 | 0.25229 | 0.25229 | 0.25229 | 0.22377
11 | System services reserve (one hour ahead of real time) |  |  | 0.85 | 0.85 | 0.85 | 0.85 | 0.85 | 0.85 | 0.9 | 0.9 | 0.9 | 0.9 | 0.9 | 0.9 | 0.9 | 0.9 | 0.9 | 0.9 | 0.9 | 0.9 | 0.9
12 | Reliably available capacity (12 = 9 - (10 + 11)) |  |  | 5.4338 | 5.4335 | 5.4655 | 5.4694 | 5.4672 | 5.4623 | 5.031 | 5.0334 | 5.4183 | 5.4231 | 4.9562 | 4.9523 | 4.9505 | 5.4116 | 5.4099 | 5.1366 | 5.132 | 5.1324 | 4.6638
13 | Demand at reference point in time |  |  | 5.88 | 6.07 | 6.07 | 6.07 | 4.265 | 6.07 | 6.12 | 6.12 | 6.12 | 6.12 | 6.08 | 6.08 | 6.08 | 6.08 | 5.795 | 5.795 | 5.795 | 5.795 | 5.31
13b | Population average daily (24h) temperature (degrees Celsius) |  |  | 2.4573 | 1.3624 | 0.47523 | -0.15042 | -0.43356 | -0.41111 | -0.98165 | -1.2202 | -1.1639 | -0.8515 | -0.31853 | 0.40224 | 1.2806 | 2.2889 | 3.237 | 4.4201 | 5.6651 | 6.9517 | 8.2613
14a | Load reduction / demand side response available at reference point in time |  |  | 0 | 0 | 0 | 0 | 0 | 0 | 0 | 0 | 0 | 0 | 0 | 0 | 0 | 0 | 0 | 0 | 0 | 0 | 0
14b | Strategic reserves available at reference point in time |  |  | 0 | 0 | 0 | 0 | 0 | 0 | 0 | 0 | 0 | 0 | 0 | 0 | 0 | 0 | 0 | 0 | 0 | 0 | 0
15 | Net weekly load at reference point in time (15 = 13-14a) |  |  | 5.88 | 6.07 | 6.07 | 6.07 | 4.265 | 6.07 | 6.12 | 6.12 | 6.12 | 6.12 | 6.08 | 6.08 | 6.08 | 6.08 | 5.795 | 5.795 | 5.795 | 5.795 | 5.31
16 | Remaining capacity at reference point in time (16 = 12- 15) |  |  | -0.44623 | -0.63653 | -0.60454 | -0.60055 | 1.2022 | -0.60767 | -1.089 | -1.0866 | -0.70169 | -0.69688 | -1.1238 | -1.1277 | -1.1295 | -0.66844 | -0.38505 | -0.65842 | -0.66296 | -0.66259 | -0.64625
B1 | Weekly peak load (unrestricted reference point in time) |  |  | 6.08 | 6.27 | 6.27 | 6.27 | 4.465 | 6.27 | 6.27 | 6.27 | 6.27 | 6.27 | 6.08 | 6.08 | 6.08 | 6.08 | 5.795 | 5.795 | 5.795 | 5.795 | 5.51
B2 | Daily hour of expected weekly peak load (CET for winter, but CEST for last week; CEST for summer) |  |  | 17:00 | 17:00 | 17:00 | 17:00 | 17:00 | 17:00 | 17:00 | 17:00 | 17:00 | 17:00 | 19:00 | 19:00 | 19:00 | 19:00 | 19:00 | 19:00 | 19:00 | 19:00 | 20:00
PART C : DATA FOR SEVERE CONDITIONS
17 | Non-usable capacity at reference point (all power stations including mothballed, authorization & technical & legal constraints, energy source unavailability etc. ) |  |  | 3.4966 | 3.4964 | 3.4961 | 4.4363 | 4.4362 | 4.4365 | 4.6369 | 4.6367 | 4.6368 | 4.6362 | 4.6359 | 4.6361 | 4.6364 | 4.6368 | 3.6971 | 3.6969 | 3.6972 | 3.697 | 3.668
17a | of which nuclear |  |  | 0 | 0 | 0 | 0 | 0 | 0 | 0 | 0 | 0 | 0 | 0 | 0 | 0 | 0 | 0 | 0 | 0 | 0 | 0
17b | of which Lignite |  |  | 0.27 | 0.27 | 0.27 | 0.89 | 0.89 | 0.89 | 0.89 | 0.89 | 0.89 | 0.89 | 0.89 | 0.89 | 0.89 | 0.89 | 0.27 | 0.27 | 0.27 | 0.27 | 0.27
17c | of which Hard Coal |  |  | 0 | 0 | 0 | 0 | 0 | 0 | 0 | 0 | 0 | 0 | 0 | 0 | 0 | 0 | 0 | 0 | 0 | 0 | 0
17d | of which Gas |  |  | 1.0798 | 1.0798 | 1.0798 | 1.4 | 1.4 | 1.4 | 1.4 | 1.4 | 1.4 | 1.4 | 1.4 | 1.4 | 1.4 | 1.4 | 1.0798 | 1.0798 | 1.0798 | 1.0798 | 1.0798
17e | of which Oil |  |  | 0 | 0 | 0 | 0 | 0 | 0 | 0 | 0 | 0 | 0 | 0 | 0 | 0 | 0 | 0 | 0 | 0 | 0 | 0
17f | of which Oil Shale |  |  | 0 | 0 | 0 | 0 | 0 | 0 | 0 | 0 | 0 | 0 | 0 | 0 | 0 | 0 | 0 | 0 | 0 | 0 | 0
17g | of which Fossil Peat |  |  | 0 | 0 | 0 | 0 | 0 | 0 | 0 | 0 | 0 | 0 | 0 | 0 | 0 | 0 | 0 | 0 | 0 | 0 | 0
17h | of which onshore wind |  |  | 0.32278 | 0.32256 | 0.32225 | 0.32232 | 0.32224 | 0.32255 | 0.32292 | 0.32272 | 0.32284 | 0.32224 | 0.32186 | 0.32208 | 0.32241 | 0.32283 | 0.32327 | 0.32308 | 0.32344 | 0.32321 | 0.3234
17i | of which offshore wind |  |  | 0 | 0 | 0 | 0 | 0 | 0 | 0 | 0 | 0 | 0 | 0 | 0 | 0 | 0 | 0 | 0 | 0 | 0 | 0
17j | of which Solar |  |  | 1.8 | 1.8 | 1.8 | 1.8 | 1.8 | 1.8 | 2 | 2 | 2 | 2 | 2 | 2 | 2 | 2 | 2 | 2 | 2 | 2 | 1.9708
17k | of which Biomass |  |  | 0.024 | 0.024 | 0.024 | 0.024 | 0.024 | 0.024 | 0.024 | 0.024 | 0.024 | 0.024 | 0.024 | 0.024 | 0.024 | 0.024 | 0.024 | 0.024 | 0.024 | 0.024 | 0.024
17l | of which other RES (apart from hydro) |  |  | 0 | 0 | 0 | 0 | 0 | 0 | 0 | 0 | 0 | 0 | 0 | 0 | 0 | 0 | 0 | 0 | 0 | 0 | 0
17m | Hydro Run of River and Reservoir |  |  | 0 | 0 | 0 | 0 | 0 | 0 | 0 | 0 | 0 | 0 | 0 | 0 | 0 | 0 | 0 | 0 | 0 | 0 | 0
17n | Hydro pumping |  |  | 0 | 0 | 0 | 0 | 0 | 0 | 0 | 0 | 0 | 0 | 0 | 0 | 0 | 0 | 0 | 0 | 0 | 0 | 0
17o | of which other non-RES (incl. not clearly identifiable energy sources) |  |  | 0 | 0 | 0 | 0 | 0 | 0 | 0 | 0 | 0 | 0 | 0 | 0 | 0 | 0 | 0 | 0 | 0 | 0 | 0
18 | Available capacity (18 = 6 - (7 + 17)) |  |  | 6.4823 | 6.4826 | 6.5154 | 5.5751 | 5.5752 | 5.5749 | 5.1738 | 5.174 | 5.5746 | 5.5752 | 5.0957 | 5.0955 | 5.0952 | 5.5746 | 6.5143 | 6.2247 | 6.2243 | 6.2245 | 5.707
19 | Outages: average expected value (all power stations) under SEVERE conditions |  |  | 0.26603 | 0.26603 | 0.26766 | 0.21445 | 0.21445 | 0.21445 | 0.19441 | 0.19441 | 0.21445 | 0.21445 | 0.20005 | 0.20005 | 0.20005 | 0.21445 | 0.26766 | 0.25229 | 0.25229 | 0.25229 | 0.22377
20 | System services reserve (one hour ahead of real time) under SEVERE conditions |  |  | 0.85 | 0.85 | 0.85 | 0.85 | 0.85 | 0.85 | 0.9 | 0.9 | 0.9 | 0.9 | 0.9 | 0.9 | 0.9 | 0.9 | 0.9 | 0.9 | 0.9 | 0.9 | 0.9
21 | Reliably available capacity under SEVERE conditions (21 = 18 - (19 + 20)) |  |  | 5.3663 | 5.3665 | 5.3977 | 4.5106 | 4.5107 | 4.5104 | 4.0794 | 4.0796 | 4.4601 | 4.4607 | 3.9957 | 3.9955 | 3.9951 | 4.4601 | 5.3467 | 5.0724 | 5.072 | 5.0722 | 4.5833
22 | Demand at reference point in time under SEVERE conditions (one in 20 year) |  |  | 6.165 | 6.355 | 6.355 | 6.355 | 4.55 | 6.355 | 6.5 | 6.5 | 6.5 | 6.5 | 6.46 | 6.46 | 6.46 | 6.46 | 6.175 | 6.175 | 6.175 | 6.175 | 5.69
23a | Load reduction / demand side response available at reference point in time under SEVERE conditions |  |  | 0 | 0 | 0 | 0 | 0 | 0 | 0 | 0 | 0 | 0 | 0 | 0 | 0 | 0 | 0 | 0 | 0 | 0 | 0
23b | Strategic reserves available at reference point in time under SEVERE conditions |  |  | 0 | 0 | 0 | 0 | 0 | 0 | 0 | 0 | 0 | 0 | 0 | 0 | 0 | 0 | 0 | 0 | 0 | 0 | 0
24 | Net weekly peak load for SEVERE conditions (24 = 22-23a) |  |  | 6.165 | 6.355 | 6.355 | 6.355 | 4.55 | 6.355 | 6.5 | 6.5 | 6.5 | 6.5 | 6.46 | 6.46 | 6.46 | 6.46 | 6.175 | 6.175 | 6.175 | 6.175 | 5.69
25 | Remaining capacity for SEVERE conditions (25 = 21-24) |  |  | -0.7987 | -0.98848 | -0.9573 | -1.8444 | -0.039273 | -1.8446 | -2.4206 | -2.4204 | -2.0399 | -2.0393 | -2.4643 | -2.4645 | -2.4649 | -1.9999 | -0.82832 | -1.1026 | -1.103 | -1.1028 | -1.1067
C1 | Weekly peak load under SEVERE conditions (unrestricted reference point in time) |  |  | 6.365 | 6.555 | 6.555 | 6.555 | 4.75 | 6.555 | 6.65 | 6.65 | 6.65 | 6.65 | 6.46 | 6.46 | 6.46 | 6.46 | 6.175 | 6.175 | 6.175 | 6.175 | 5.89
C2 | Daily hour of expected weekly peak load (CET for winter, but CEST for last week; CEST for summer) |  |  | 17:00 | 17:00 | 17:00 | 17:00 | 17:00 | 17:00 | 17:00 | 17:00 | 17:00 | 17:00 | 19:00 | 19:00 | 19:00 | 19:00 | 19:00 | 19:00 | 19:00 | 19:00 | 20:00
PART D: ADDITIONAL INFORMATION FOR INTERCONNECTORS (at synchronous peak)
31 | Simultaneous importable capacity |  | From | 3.6 | 3.6 | 3.6 | 3.6 | 3.6 | 3.6 | 3.6 | 3.6 | 3.6 | 3.6 | 3.6 | 3.6 | 3.6 | 3.6 | 3.6 | 3.6 | 3.6 | 3.6 | 3.6
32 | Simultaneous exportable capacity |  | To | 3.2 | 3.2 | 3.2 | 3.2 | 3.2 | 3.2 | 3.2 | 3.2 | 3.2 | 3.2 | 3.2 | 3.2 | 3.2 | 3.2 | 3.2 | 3.2 | 3.2 | 3.2 | 3.2
| The off-peak dates are related to Sunday of each week |  |  | 2019-12-01 | 2019-12-08 | 2019-12-15 | 2019-12-22 | 2019-12-29 | 2020-01-05 | 2020-01-12 | 2020-01-19 | 2020-01-26 | 2020-02-02 | 2020-02-09 | 2020-02-16 | 2020-02-23 | 2020-03-01 | 2020-03-08 | 2020-03-15 | 2020-03-22 | 2020-03-29 | 2020-04-05
| WEEK |  |  | 48 | 49 | 50 | 51 | 52 | 1 | 2 | 3 | 4 | 5 | 6 | 7 | 8 | 9 | 10 | 11 | 12 | 13 | 14
| Time (CET for winter, but CEST for last week of winter; CEST for summer) |  |  | 5:00 | 5:00 | 5:00 | 5:00 | 5:00 | 5:00 | 5:00 | 5:00 | 5:00 | 5:00 | 5:00 | 5:00 | 5:00 | 5:00 | 5:00 | 5:00 | 5:00 | 5:00 | 5:00
PART E: ADDITIONAL INFORMATION FOR NIGHT MIN DEMAND CONDITIONS
33 | Weekly Minimum Demand (overnight valley minimum) |  |  | 4.2 | 4.1 | 4.2 | 3.7 | 3.6 | 4.1 | 4.1 | 4.1 | 4.2 | 3.9 | 4.1 | 4 | 4.1 | 3.9 | 3.7 | 3.7 | 3.8 | 3.8 | 3.7
34 | Must Run Generation (excluding wind/run of river) |  |  | 2.439 | 2.439 | 2.439 | 2.439 | 2.439 | 2.439 | 2.439 | 2.439 | 2.439 | 2.439 | 2.439 | 2.439 | 2.439 | 2.439 | 2.439 | 2.439 | 2.439 | 2.439 | 2.439
35 | Run of river generation (Must Run)
36 | Downward balancing reserves (FCR, FRR) |  |  | 0.267 | 0.27 | 0.27 | 0.27 | 0.237 | 0.27 | 0.27 | 0.27 | 0.27 | 0.27 | 0.267 | 0.267 | 0.267 | 0.267 | 0.262 | 0.262 | 0.262 | 0.262 | 0.257
37 | Pumping Storage Capacity available (Power)
38a | Highest expected onshore wind generation running |  |  | 0.25271 | 0.25837 | 0.26655 | 0.26515 | 0.26221 | 0.25734 | 0.25695 | 0.26097 | 0.26268 | 0.2687 | 0.26289 | 0.25437 | 0.25698 | 0.25358 | 0.24724 | 0.24838 | 0.23971 | 0.23471 | 0.23461
38b | Highest expected offshore wind generation running |  |  | 0 | 0 | 0 | 0 | 0 | 0 | 0 | 0 | 0 | 0 | 0 | 0 | 0 | 0 | 0 | 0 | 0 | 0 | 0
39 | DOWNWARD REGULATION CAPABILITIES: 39 = (33+37)-(34+35+36+38a+38b)) |  |  | 1.2413 | 1.1326 | 1.2245 | 0.72585 | 0.66179 | 1.1337 | 1.134 | 1.13 | 1.2283 | 0.9223 | 1.1311 | 1.0396 | 1.137 | 0.94042 | 0.75176 | 0.75062 | 0.85929 | 0.86429 | 0.76939
PART Ebis: ADDITIONAL INFORMATION FOR INTERCONNECTORS
Transportable capacity at night minimum demand conditions (high wind conditions)
40 | Simultaneous importable capacity |  | From | 3.8 | 3.8 | 3.8 | 3.8 | 3.8 | 3.8 | 3.8 | 3.8 | 3.8 | 3.8 | 3.8 | 3.8 | 3.8 | 3.8 | 3.8 | 3.8 | 3.8 | 3.8 | 3.8
41 | Simultaneous exportable capacity |  | To | 3.2 | 3.2 | 3.2 | 3.2 | 3.2 | 3.2 | 3.2 | 3.2 | 3.2 | 3.2 | 3.2 | 3.2 | 3.2 | 3.2 | 3.2 | 3.2 | 3.2 | 3.2 | 3.2
| Time (CET for winter, but CEST for last week of winter; CEST for summer) |  |  | 11:00 | 11:00 | 11:00 | 11:00 | 11:00 | 11:00 | 11:00 | 11:00 | 11:00 | 11:00 | 11:00 | 11:00 | 11:00 | 11:00 | 11:00 | 11:00 | 11:00 | 11:00 | 11:00
PART F: ADDITIONAL INFORMATION FOR DAYTIME MIN DEMAND CONDITIONS
42 | Weekly Minimum Daytime Demand (Sunday low peak + solar) |  |  | 5.4 | 5.3 | 5.5 | 4.8 | 4.8 | 5.3 | 5.4 | 5.6 | 5.5 | 5.3 | 5.3 | 4.9 | 5.3 | 5 | 4.8 | 4.4 | 4.4 | 4.5 | 4.5
43 | Must Run Generation (excluding wind/PV/run of river) |  |  | 2.619 | 2.619 | 2.619 | 2.619 | 2.619 | 2.619 | 2.619 | 2.619 | 2.619 | 2.619 | 2.619 | 2.619 | 2.619 | 2.619 | 2.619 | 2.619 | 2.619 | 2.619 | 2.619
44 | Run of river generation (Must Run)
45 | Downward balancing reserves (FCR, FRR) |  |  | 0.267 | 0.27 | 0.27 | 0.27 | 0.237 | 0.27 | 0.27 | 0.27 | 0.27 | 0.27 | 0.267 | 0.267 | 0.267 | 0.267 | 0.262 | 0.262 | 0.262 | 0.262 | 0.257
46 | Pumping Storage Capacity available (Power)
47a | Highest expected onshore wind generation running |  |  | 0.26058 | 0.2646 | 0.26724 | 0.26577 | 0.25974 | 0.25834 | 0.2588 | 0.26438 | 0.27163 | 0.27493 | 0.26524 | 0.25502 | 0.25679 | 0.25857 | 0.253 | 0.25855 | 0.25687 | 0.25786 | 0.2578
47b | Highest expected offshore wind generation running |  |  | 0 | 0 | 0 | 0 | 0 | 0 | 0 | 0 | 0 | 0 | 0 | 0 | 0 | 0 | 0 | 0 | 0 | 0 | 0
48 | Highest expected solar PV running |  |  | 0.58931 | 0.56434 | 0.55401 | 0.54501 | 0.54515 | 0.5622 | 0.64684 | 0.67139 | 0.70841 | 0.73744 | 0.77822 | 0.82446 | 0.8754 | 0.91922 | 0.95372 | 0.98266 | 1.0107 | 1.0314 | 0.91979
49 | DOWNWARD REGULATION CAPABILITIES: 49 = (42+46)-(43+44+45+47a+47b+48a+48b) |  |  | 1.6641 | 1.5821 | 1.7898 | 1.1002 | 1.1391 | 1.5905 | 1.6054 | 1.7752 | 1.631 | 1.3986 | 1.3705 | 0.93452 | 1.2818 | 0.93622 | 0.71228 | 0.27779 | 0.25147 | 0.32979 | 0.44641
PART Fbis: ADDITIONAL INFORMATION FOR INTERCONNECTORS
Transportable capacity at daytime minimum demand conditions (high wind and high solar conditions)
50 | Simultaneous importable capacity |  | From | 3.8 | 3.8 | 3.8 | 3.8 | 3.8 | 3.8 | 3.8 | 3.8 | 3.8 | 3.8 | 3.8 | 3.8 | 3.8 | 3.8 | 3.8 | 3.8 | 3.8 | 3.8 | 3.8
51 | Simultaneous exportable capacity |  | To | 3.2 | 3.2 | 3.2 | 3.2 | 3.2 | 3.2 | 3.2 | 3.2 | 3.2 | 3.2 | 3.2 | 3.2 | 3.2 | 3.2 | 3.2 | 3.2 | 3.2 | 3.2 | 3.2

## HR
Winter Outlook Report 2019/2020
| Power Data (all entries are assumed to be >0) |  |  |  |  | HR | [6 empty] | Heating if temperature below: | 15.29 |  |  |  | Cooling if temperature above: | 20.29
| (Net values in GW, at a synchronous time every week) |  |  |  |  | Croatia | [6 empty] | Heating saturation temperature: | -1 |  |  |  | Cooling saturation temperature: | not detected
[13 empty] | Temperature sensitivity in heating [MW/ ͦC] | -31.3207 |  |  |  | Temperature sensitivity in cooling [MW/ ͦC] | 74.032
| The peak dates are related to Wednesday of each week |  |  | 2019-11-27 | 2019-12-04 | 2019-12-11 | 2019-12-18 | 2019-12-24 | 2019-12-31 | 2020-01-08 | 2020-01-15 | 2020-01-22 | 2020-01-29 | 2020-02-05 | 2020-02-12 | 2020-02-19 | 2020-02-26 | 2020-03-04 | 2020-03-11 | 2020-03-18 | 2020-03-25 | 2020-04-01
| WEEK |  |  | 48 | 49 | 50 | 51 | 52 | 1 | 2 | 3 | 4 | 5 | 6 | 7 | 8 | 9 | 10 | 11 | 12 | 13 | 14
| Time (CET for winter, but CEST last week; CEST for summer) |  |  | 19:00 | 19:00 | 19:00 | 19:00 | 19:00 | 19:00 | 19:00 | 19:00 | 19:00 | 19:00 | 19:00 | 19:00 | 19:00 | 19:00 | 19:00 | 19:00 | 19:00 | 19:00 | 19:00
Line | PART A : INDIGENOUS NATIONAL GENERATION | Severe conditions Average Forced Outage Rate | Normal conditions Average Forced Outage Rate
Net generating capacity:
1 | Nuclear Power | 5% | 5% | 0 | 0 | 0 | 0 | 0 | 0 | 0 | 0 | 0 | 0 | 0 | 0 | 0 | 0 | 0 | 0 | 0 | 0 | 0
2 | Fossil Fuels |  |  | 2.018 | 2.018 | 2.018 | 2.018 | 2.018 | 2.018 | 2.018 | 2.018 | 2.018 | 2.018 | 2.018 | 2.018 | 2.018 | 2.018 | 2.018 | 2.018 | 2.018 | 2.018 | 2.018
2a | of which Lignite | 9% | 9% | 0 | 0 | 0 | 0 | 0 | 0 | 0 | 0 | 0 | 0 | 0 | 0 | 0 | 0 | 0 | 0 | 0 | 0 | 0
2b | of which Hard Coal | 9% | 9% | 0.325 | 0.325 | 0.325 | 0.325 | 0.325 | 0.325 | 0.325 | 0.325 | 0.325 | 0.325 | 0.325 | 0.325 | 0.325 | 0.325 | 0.325 | 0.325 | 0.325 | 0.325 | 0.325
2c | of which Gas | 7% | 7% | 0.743 | 0.743 | 0.743 | 0.743 | 0.743 | 0.743 | 0.743 | 0.743 | 0.743 | 0.743 | 0.743 | 0.743 | 0.743 | 0.743 | 0.743 | 0.743 | 0.743 | 0.743 | 0.743
2d | of which Oil | 9% | 9% | 0.95 | 0.95 | 0.95 | 0.95 | 0.95 | 0.95 | 0.95 | 0.95 | 0.95 | 0.95 | 0.95 | 0.95 | 0.95 | 0.95 | 0.95 | 0.95 | 0.95 | 0.95 | 0.95
2e | of which Oil Shale | 8.75% | 8.75% | 0 | 0 | 0 | 0 | 0 | 0 | 0 | 0 | 0 | 0 | 0 | 0 | 0 | 0 | 0 | 0 | 0 | 0 | 0
2f | of which Fossil Peat | 8.75% | 8.75% | 0 | 0 | 0 | 0 | 0 | 0 | 0 | 0 | 0 | 0 | 0 | 0 | 0 | 0 | 0 | 0 | 0 | 0 | 0
3 | Renewable Energy Sources (other than hydro) |  |  | 0.797 | 0.797 | 0.797 | 0.797 | 0.797 | 0.797 | 0.797 | 0.797 | 0.797 | 0.797 | 0.797 | 0.797 | 0.797 | 0.797 | 0.797 | 0.797 | 0.797 | 0.797 | 0.797
3a | of which onshore wind | 0% | 0% | 0.586 | 0.586 | 0.586 | 0.586 | 0.586 | 0.586 | 0.586 | 0.586 | 0.586 | 0.586 | 0.586 | 0.586 | 0.586 | 0.586 | 0.586 | 0.586 | 0.586 | 0.586 | 0.586
3b | of which offshore wind | 0% | 0% | 0 | 0 | 0 | 0 | 0 | 0 | 0 | 0 | 0 | 0 | 0 | 0 | 0 | 0 | 0 | 0 | 0 | 0 | 0
3c | of which Solar (PV) | 0% | 0% | 0.053 | 0.053 | 0.053 | 0.053 | 0.053 | 0.053 | 0.053 | 0.053 | 0.053 | 0.053 | 0.053 | 0.053 | 0.053 | 0.053 | 0.053 | 0.053 | 0.053 | 0.053 | 0.053
3d | of which Biomass | 0% | 0% | 0.089 | 0.089 | 0.089 | 0.089 | 0.089 | 0.089 | 0.089 | 0.089 | 0.089 | 0.089 | 0.089 | 0.089 | 0.089 | 0.089 | 0.089 | 0.089 | 0.089 | 0.089 | 0.089
3e | of which other RES (e.g. tidal, wave, geothermal, RES waste, CSP) | 0% | 0% | 0.069 | 0.069 | 0.069 | 0.069 | 0.069 | 0.069 | 0.069 | 0.069 | 0.069 | 0.069 | 0.069 | 0.069 | 0.069 | 0.069 | 0.069 | 0.069 | 0.069 | 0.069 | 0.069
4a | Hydro Run of River and Reservoir | 0% | 0% | 1.809 | 1.809 | 1.809 | 1.809 | 1.809 | 1.809 | 1.809 | 1.809 | 1.809 | 1.809 | 1.809 | 1.809 | 1.809 | 1.809 | 1.809 | 1.809 | 1.809 | 1.809 | 1.809
4b | Hydro pumping | 0% | 0% | 0.281 | 0.281 | 0.281 | 0.281 | 0.281 | 0.281 | 0.281 | 0.281 | 0.281 | 0.281 | 0.281 | 0.281 | 0.281 | 0.281 | 0.281 | 0.281 | 0.281 | 0.281 | 0.281
5 | Other non-RES (e.g. CHP non-renewable, waste non-renewable) | 0% | 0% | 0 | 0 | 0 | 0 | 0 | 0 | 0 | 0 | 0 | 0 | 0 | 0 | 0 | 0 | 0 | 0 | 0 | 0 | 0
6 | Total Net generating capacity (6 = 1+2+3+4a+4b+5) |  |  | 4.905 | 4.905 | 4.905 | 4.905 | 4.905 | 4.905 | 4.905 | 4.905 | 4.905 | 4.905 | 4.905 | 4.905 | 4.905 | 4.905 | 4.905 | 4.905 | 4.905 | 4.905 | 4.905
7 | Maintenance & Overhauls (planned outages) |  |  | 0.0186 | 0 | 0 | 0 | 0 | 0 | 0 | 0 | 0 | 0 | 0 | 0 | 0 | 0 | 0 | 0 | 0 | 0 | 0
7a | Nuclear Power
7b | Lignite
7c | Hard Coal
7d | Gas
7e | Oil
7f | Oil Shale
7g | Fossil Peat
7h | Onshore Wind
7i | Offshore Wind
7j | Solar (PV)
7k | Biomass
7l | other RES (apart from hydro, including tidal, wave, geothermal, waste renewable, CSP,…)
7m | Hydro Run of River and Reservoir |  |  | 2019-11-27: 0.0186
7n | Hydro pumping
7o | Other non-RES (incl. not clearly identifiable energy sources)
PART B : DATA FOR NORMAL CONDITIONS
8 | Non-usable capacity at reference point (all power stations including mothballed, authorization & technical & legal constraints, energy source unavailability etc. ) |  |  | 1.6081 | 1.6011 | 1.5929 | 1.5957 | 1.6066 | 1.6107 | 1.6145 | 1.6133 | 1.6119 | 1.5995 | 1.6068 | 1.6119 | 1.6034 | 1.6132 | 1.6236 | 1.6293 | 1.6417 | 1.6462 | 1.648
8a | of which nuclear
8b | of which Lignite
8c | of which Hard Coal |  |  | 0.112 | 0.112 | 0.112 | 0.112 | 0.112 | 0.112 | 0.112 | 0.112 | 0.112 | 0.112 | 0.112 | 0.112 | 0.112 | 0.112 | 0.112 | 0.112 | 0.112 | 0.112 | 0.112
8d | of which Gas |  |  | 0.037 | 0.037 | 0.037 | 0.037 | 0.037 | 0.037 | 0.037 | 0.037 | 0.037 | 0.037 | 0.037 | 0.037 | 0.037 | 0.037 | 0.037 | 0.037 | 0.037 | 0.037 | 0.037
8e | of which Oil |  |  | 0.85 | 0.85 | 0.85 | 0.85 | 0.85 | 0.85 | 0.85 | 0.85 | 0.85 | 0.85 | 0.85 | 0.85 | 0.85 | 0.85 | 0.85 | 0.85 | 0.85 | 0.85 | 0.85
8f | of which Oil Shale
8g | of which Fossil Peat
8h | of which onshore wind |  |  | 0.44814 | 0.4411 | 0.43294 | 0.43569 | 0.44663 | 0.45068 | 0.45452 | 0.45332 | 0.45185 | 0.43952 | 0.44679 | 0.45191 | 0.44341 | 0.45323 | 0.46362 | 0.46928 | 0.48173 | 0.48622 | 0.49107
8i | of which offshore wind |  |  | 0 | 0 | 0 | 0 | 0 | 0 | 0 | 0 | 0 | 0 | 0 | 0 | 0 | 0 | 0 | 0 | 0 | 0 | 0
8j | of which Solar |  |  | 0.053 | 0.053 | 0.053 | 0.053 | 0.053 | 0.053 | 0.053 | 0.053 | 0.053 | 0.053 | 0.053 | 0.053 | 0.053 | 0.053 | 0.053 | 0.053 | 0.052997 | 0.052968 | 0.049968
8k | of which Biomass
8l | of which other RES (apart from hydro)
8m | Hydro Run of River and Reservoir |  |  | 0.108 | 0.108 | 0.108 | 0.108 | 0.108 | 0.108 | 0.108 | 0.108 | 0.108 | 0.108 | 0.108 | 0.108 | 0.108 | 0.108 | 0.108 | 0.108 | 0.108 | 0.108 | 0.108
8n | Hydro pumping
8o | of which other non-RES (incl. not clearly identifiable energy sources)
9 | Available capacity (9 = 6 - (7 + 8)) |  |  | 3.2783 | 3.3039 | 3.3121 | 3.3093 | 3.2984 | 3.2943 | 3.2905 | 3.2917 | 3.2931 | 3.3055 | 3.2982 | 3.2931 | 3.3016 | 3.2918 | 3.2814 | 3.2757 | 3.2633 | 3.2588 | 3.257
10 | Outages: average expected value (all power stations) |  |  | 0.07759 | 0.07759 | 0.07759 | 0.07759 | 0.07759 | 0.07759 | 0.07759 | 0.07759 | 0.07759 | 0.07759 | 0.07759 | 0.07759 | 0.07759 | 0.07759 | 0.07759 | 0.07759 | 0.07759 | 0.07759 | 0.07759
11 | System services reserve (one hour ahead of real time) |  |  | 0.27 | 0.27 | 0.27 | 0.27 | 0.27 | 0.27 | 0.27 | 0.27 | 0.27 | 0.27 | 0.27 | 0.27 | 0.27 | 0.27 | 0.27 | 0.27 | 0.27 | 0.27 | 0.27
12 | Reliably available capacity (12 = 9 - (10 + 11)) |  |  | 2.9307 | 2.9563 | 2.9645 | 2.9617 | 2.9508 | 2.9467 | 2.9429 | 2.9441 | 2.9456 | 2.9579 | 2.9506 | 2.9455 | 2.954 | 2.9442 | 2.9338 | 2.9281 | 2.9157 | 2.9112 | 2.9094
13 | Demand at reference point in time |  |  | 2.71 | 2.62 | 2.77 | 2.89 | 2.04 | 2.04 | 2.6 | 2.59 | 2.65 | 2.64 | 2.52 | 2.55 | 2.46 | 2.37 | 2.29 | 2.44 | 2.28 | 2.19 | 1.84
13b | Population average daily (24h) temperature (degrees Celsius) |  |  | 4.977 | 3.9819 | 3.1748 | 2.6026 | 2.3378 | 2.341 | 1.7785 | 1.598 | 1.6407 | 1.8837 | 2.3047 | 2.8828 | 3.5976 | 4.4299 | 5.2227 | 6.2245 | 7.2927 | 8.4109 | 9.5632
14a | Load reduction / demand side response available at reference point in time |  |  | 0 | 0 | 0 | 0 | 0 | 0 | 0 | 0 | 0 | 0 | 0 | 0 | 0 | 0 | 0 | 0 | 0 | 0 | 0
14b | Strategic reserves available at reference point in time |  |  | 0 | 0 | 0 | 0 | 0 | 0 | 0 | 0 | 0 | 0 | 0 | 0 | 0 | 0 | 0 | 0 | 0 | 0 | 0
15 | Net weekly load at reference point in time (15 = 13-14a) |  |  | 2.71 | 2.62 | 2.77 | 2.89 | 2.04 | 2.04 | 2.6 | 2.59 | 2.65 | 2.64 | 2.52 | 2.55 | 2.46 | 2.37 | 2.29 | 2.44 | 2.28 | 2.19 | 1.84
16 | Remaining capacity at reference point in time (16 = 12- 15) |  |  | 0.22067 | 0.33631 | 0.19447 | 0.071717 | 0.91078 | 0.90673 | 0.34289 | 0.35409 | 0.29556 | 0.31789 | 0.43062 | 0.3955 | 0.494 | 0.57418 | 0.64379 | 0.48813 | 0.63568 | 0.72122 | 1.0694
B1 | Weekly peak load (unrestricted reference point in time) |  |  | 2.8 | 2.69 | 2.89 | 2.9 | 2.58 | 2.63 | 2.69 | 2.65 | 2.7 | 2.65 | 2.56 | 2.59 | 2.51 | 2.57 | 2.38 | 2.51 | 2.42 | 2.37 | 2.22
B2 | Daily hour of expected weekly peak load (CET for winter, but CEST for last week; CEST for summer) |  |  | 18:00 | 18:00 | 18:00 | 18:00 | 19:00 | 18:00 | 18:00 | 20:00 | 19:00 | 20:00 | 20:00 | 20:00 | 20:00 | 20:00 | 20:00 | 20:00 | 20:00 | 20:00 | 21:00
PART C : DATA FOR SEVERE CONDITIONS
17 | Non-usable capacity at reference point (all power stations including mothballed, authorization & technical & legal constraints, energy source unavailability etc. ) |  |  | 1.8324 | 1.8327 | 1.832 | 1.8312 | 1.8314 | 1.831 | 1.8318 | 1.8325 | 1.8327 | 1.8314 | 1.8312 | 1.8314 | 1.8304 | 1.8306 | 1.8301 | 1.8287 | 1.8298 | 1.8295 | 1.8264
17a | of which nuclear
17b | of which Lignite
17c | of which Hard Coal |  |  | 0.112 | 0.112 | 0.112 | 0.112 | 0.112 | 0.112 | 0.112 | 0.112 | 0.112 | 0.112 | 0.112 | 0.112 | 0.112 | 0.112 | 0.112 | 0.112 | 0.112 | 0.112 | 0.112
17d | of which Gas |  |  | 0.037 | 0.037 | 0.037 | 0.037 | 0.037 | 0.037 | 0.037 | 0.037 | 0.037 | 0.037 | 0.037 | 0.037 | 0.037 | 0.037 | 0.037 | 0.037 | 0.037 | 0.037 | 0.037
17e | of which Oil |  |  | 0.85 | 0.85 | 0.85 | 0.85 | 0.85 | 0.85 | 0.85 | 0.85 | 0.85 | 0.85 | 0.85 | 0.85 | 0.85 | 0.85 | 0.85 | 0.85 | 0.85 | 0.85 | 0.85
17f | of which Oil Shale
17g | of which Fossil Peat
17h | of which onshore wind |  |  | 0.58036 | 0.58074 | 0.58 | 0.57922 | 0.57943 | 0.579 | 0.57984 | 0.58048 | 0.58065 | 0.57941 | 0.57919 | 0.57941 | 0.5784 | 0.57862 | 0.57815 | 0.57668 | 0.57778 | 0.57746 | 0.57604
17i | of which offshore wind |  |  | 0 | 0 | 0 | 0 | 0 | 0 | 0 | 0 | 0 | 0 | 0 | 0 | 0 | 0 | 0 | 0 | 0 | 0 | 0
17j | of which Solar |  |  | 0.053 | 0.053 | 0.053 | 0.053 | 0.053 | 0.053 | 0.053 | 0.053 | 0.053 | 0.053 | 0.053 | 0.053 | 0.053 | 0.053 | 0.053 | 0.053 | 0.053 | 0.053 | 0.051365
17k | of which Biomass
17l | of which other RES (apart from hydro)
17m | Hydro Run of River and Reservoir |  |  | 0.2 | 0.2 | 0.2 | 0.2 | 0.2 | 0.2 | 0.2 | 0.2 | 0.2 | 0.2 | 0.2 | 0.2 | 0.2 | 0.2 | 0.2 | 0.2 | 0.2 | 0.2 | 0.2
17n | Hydro pumping
17o | of which other non-RES (incl. not clearly identifiable energy sources)
18 | Available capacity (18 = 6 - (7 + 17)) |  |  | 3.054 | 3.0723 | 3.073 | 3.0738 | 3.0736 | 3.074 | 3.0732 | 3.0725 | 3.0723 | 3.0736 | 3.0738 | 3.0736 | 3.0746 | 3.0744 | 3.0749 | 3.0763 | 3.0752 | 3.0755 | 3.0786
19 | Outages: average expected value (all power stations) under SEVERE conditions |  |  | 0.07759 | 0.07759 | 0.07759 | 0.07759 | 0.07759 | 0.07759 | 0.07759 | 0.07759 | 0.07759 | 0.07759 | 0.07759 | 0.07759 | 0.07759 | 0.07759 | 0.07759 | 0.07759 | 0.07759 | 0.07759 | 0.07759
20 | System services reserve (one hour ahead of real time) under SEVERE conditions |  |  | 0.27 | 0.27 | 0.27 | 0.27 | 0.27 | 0.27 | 0.27 | 0.27 | 0.27 | 0.27 | 0.27 | 0.27 | 0.27 | 0.27 | 0.27 | 0.27 | 0.27 | 0.27 | 0.27
21 | Reliably available capacity under SEVERE conditions (21 = 18 - (19 + 20)) |  |  | 2.7064 | 2.7247 | 2.7254 | 2.7262 | 2.726 | 2.7264 | 2.7256 | 2.7249 | 2.7248 | 2.726 | 2.7262 | 2.726 | 2.727 | 2.7268 | 2.7273 | 2.7287 | 2.7276 | 2.728 | 2.731
22 | Demand at reference point in time under SEVERE conditions (one in 20 year) |  |  | 2.96 | 2.862 | 3.026 | 3.157 | 2.229 | 2.229 | 2.84 | 2.829 | 2.895 | 2.884 | 2.753 | 2.786 | 2.687 | 2.589 | 2.502 | 2.665 | 2.491 | 2.392 | 2.01
23a | Load reduction / demand side response available at reference point in time under SEVERE conditions |  |  | 0 | 0 | 0 | 0 | 0 | 0 | 0 | 0 | 0 | 0 | 0 | 0 | 0 | 0 | 0 | 0 | 0 | 0 | 0
23b | Strategic reserves available at reference point in time under SEVERE conditions |  |  | 0 | 0 | 0 | 0 | 0 | 0 | 0 | 0 | 0 | 0 | 0 | 0 | 0 | 0 | 0 | 0 | 0 | 0 | 0
24 | Net weekly peak load for SEVERE conditions (24 = 22-23a) |  |  | 2.96 | 2.862 | 3.026 | 3.157 | 2.229 | 2.229 | 2.84 | 2.829 | 2.895 | 2.884 | 2.753 | 2.786 | 2.687 | 2.589 | 2.502 | 2.665 | 2.491 | 2.392 | 2.01
25 | Remaining capacity for SEVERE conditions (25 = 21-24) |  |  | -0.25355 | -0.13733 | -0.30059 | -0.43081 | 0.49698 | 0.49741 | -0.11443 | -0.10407 | -0.17024 | -0.158 | -0.026776 | -0.059999 | 0.040013 | 0.13779 | 0.22526 | 0.06373 | 0.23663 | 0.33595 | 0.721
C1 | Weekly peak load under SEVERE conditions (unrestricted reference point in time) |  |  | 3.059 | 2.939 | 3.157 | 3.168 | 2.818 | 2.873 | 2.939 | 2.895 | 2.95 | 2.895 | 2.797 | 2.829 | 2.742 | 2.808 | 2.6 | 2.742 | 2.644 | 2.589 | 2.425
C2 | Daily hour of expected weekly peak load (CET for winter, but CEST for last week; CEST for summer) |  |  | 18:00 | 18:00 | 18:00 | 18:00 | 19:00 | 18:00 | 18:00 | 20:00 | 19:00 | 20:00 | 20:00 | 20:00 | 20:00 | 20:00 | 20:00 | 20:00 | 20:00 | 20:00 | 21:00
PART D: ADDITIONAL INFORMATION FOR INTERCONNECTORS (at synchronous peak)
31 | Simultaneous importable capacity |  | From | 2.55 | 2.55 | 2.55 | 2.55 | 2.55 | 2.55 | 2.55 | 2.55 | 2.55 | 2.55 | 2.55 | 2.55 | 2.55 | 2.55 | 2.55 | 2.55 | 2.55 | 2.55 | 2.55
32 | Simultaneous exportable capacity |  | To | 2.4 | 2.4 | 2.4 | 2.4 | 2.4 | 2.4 | 2.4 | 2.4 | 2.4 | 2.4 | 2.4 | 2.4 | 2.4 | 2.4 | 2.4 | 2.4 | 2.4 | 2.4 | 2.4
| The off-peak dates are related to Sunday of each week |  |  | 2019-12-01 | 2019-12-08 | 2019-12-15 | 2019-12-22 | 2019-12-29 | 2020-01-05 | 2020-01-12 | 2020-01-19 | 2020-01-26 | 2020-02-02 | 2020-02-09 | 2020-02-16 | 2020-02-23 | 2020-03-01 | 2020-03-08 | 2020-03-15 | 2020-03-22 | 2020-03-29 | 2020-04-05
| WEEK |  |  | 48 | 49 | 50 | 51 | 52 | 1 | 2 | 3 | 4 | 5 | 6 | 7 | 8 | 9 | 10 | 11 | 12 | 13 | 14
| Time (CET for winter, but CEST for last week of winter; CEST for summer) |  |  | 5:00 | 5:00 | 5:00 | 5:00 | 5:00 | 5:00 | 5:00 | 5:00 | 5:00 | 5:00 | 5:00 | 5:00 | 5:00 | 5:00 | 5:00 | 5:00 | 5:00 | 5:00 | 5:00
PART E: ADDITIONAL INFORMATION FOR NIGHT MIN DEMAND CONDITIONS
33 | Weekly Minimum Demand (overnight valley minimum) |  |  | 1.53 | 1.52 | 1.69 | 1.51 | 1.56 | 1.45 | 1.47 | 1.41 | 1.51 | 1.31 | 1.36 | 1.37 | 1.45 | 1.29 | 1.22 | 1.23 | 1.21 | 1.23 | 1.2
34 | Must Run Generation (excluding wind/run of river) |  |  | 0.5 | 0.5 | 0.5 | 0.5 | 0.5 | 0.5 | 0.5 | 0.5 | 0.5 | 0.5 | 0.5 | 0.5 | 0.5 | 0.5 | 0.5 | 0.5 | 0.5 | 0.5 | 0.5
35 | Run of river generation (Must Run) |  |  | 0.1 | 0.1 | 0.1 | 0.1 | 0.1 | 0.1 | 0.1 | 0.1 | 0.1 | 0.1 | 0.1 | 0.1 | 0.1 | 0.1 | 0.1 | 0.1 | 0.1 | 0.1 | 0.1
36 | Downward balancing reserves (FCR, FRR) |  |  | 0.12 | 0.12 | 0.12 | 0.12 | 0.12 | 0.12 | 0.12 | 0.12 | 0.12 | 0.12 | 0.12 | 0.12 | 0.12 | 0.12 | 0.12 | 0.12 | 0.12 | 0.12 | 0.12
37 | Pumping Storage Capacity available (Power) |  |  | 0.24 | 0.24 | 0.24 | 0.24 | 0.24 | 0.24 | 0.24 | 0.24 | 0.24 | 0.24 | 0.24 | 0.24 | 0.24 | 0.24 | 0.24 | 0.24 | 0.24 | 0.24 | 0.24
38a | Highest expected onshore wind generation running |  |  | 0.49515 | 0.49689 | 0.49933 | 0.49911 | 0.49923 | 0.49477 | 0.48669 | 0.4861 | 0.48514 | 0.49515 | 0.4963 | 0.49174 | 0.49628 | 0.48896 | 0.48617 | 0.47649 | 0.46667 | 0.46712 | 0.46684
38b | Highest expected offshore wind generation running |  |  | 0 | 0 | 0 | 0 | 0 | 0 | 0 | 0 | 0 | 0 | 0 | 0 | 0 | 0 | 0 | 0 | 0 | 0 | 0
39 | DOWNWARD REGULATION CAPABILITIES: 39 = (33+37)-(34+35+36+38a+38b)) |  |  | 0.55485 | 0.54311 | 0.71067 | 0.53089 | 0.58077 | 0.47523 | 0.50331 | 0.4439 | 0.54486 | 0.33485 | 0.3837 | 0.39826 | 0.47372 | 0.32104 | 0.25383 | 0.27351 | 0.26333 | 0.28288 | 0.25316
PART Ebis: ADDITIONAL INFORMATION FOR INTERCONNECTORS
Transportable capacity at night minimum demand conditions (high wind conditions)
40 | Simultaneous importable capacity |  | From | 2.55 | 2.55 | 2.55 | 2.55 | 2.55 | 2.55 | 2.55 | 2.55 | 2.55 | 2.55 | 2.55 | 2.55 | 2.55 | 2.55 | 2.55 | 2.55 | 2.55 | 2.55 | 2.55
41 | Simultaneous exportable capacity |  | To | 2.4 | 2.4 | 2.4 | 2.4 | 2.4 | 2.4 | 2.4 | 2.4 | 2.4 | 2.4 | 2.4 | 2.4 | 2.4 | 2.4 | 2.4 | 2.4 | 2.4 | 2.4 | 2.4
| Time (CET for winter, but CEST for last week of winter; CEST for summer) |  |  | 11:00 | 11:00 | 11:00 | 11:00 | 11:00 | 11:00 | 11:00 | 11:00 | 11:00 | 11:00 | 11:00 | 11:00 | 11:00 | 11:00 | 11:00 | 11:00 | 11:00 | 11:00 | 11:00
PART F: ADDITIONAL INFORMATION FOR DAYTIME MIN DEMAND CONDITIONS
42 | Weekly Minimum Daytime Demand (Sunday low peak + solar) |  |  | 2.23 | 2.17 | 2.38 | 2.17 | 2.22 | 2.16 | 2.18 | 2.16 | 2.24 | 2.01 | 2.09 | 1.98 | 2.17 | 1.85 | 1.81 | 1.76 | 1.71 | 1.71 | 1.83
43 | Must Run Generation (excluding wind/PV/run of river) |  |  | 0.7 | 0.7 | 0.7 | 0.7 | 0.7 | 0.7 | 0.7 | 0.7 | 0.7 | 0.7 | 0.7 | 0.7 | 0.7 | 0.7 | 0.7 | 0.7 | 0.7 | 0.7 | 0.7
44 | Run of river generation (Must Run) |  |  | 0.1 | 0.1 | 0.1 | 0.1 | 0.1 | 0.1 | 0.1 | 0.1 | 0.1 | 0.1 | 0.1 | 0.1 | 0.1 | 0.1 | 0.1 | 0.1 | 0.1 | 0.1 | 0.1
45 | Downward balancing reserves (FCR, FRR) |  |  | 0.12 | 0.12 | 0.12 | 0.12 | 0.12 | 0.12 | 0.12 | 0.12 | 0.12 | 0.12 | 0.12 | 0.12 | 0.12 | 0.12 | 0.12 | 0.12 | 0.12 | 0.12 | 0.12
46 | Pumping Storage Capacity available (Power) |  |  | 0.24 | 0.24 | 0.24 | 0.24 | 0.24 | 0.24 | 0.24 | 0.24 | 0.24 | 0.24 | 0.24 | 0.24 | 0.24 | 0.24 | 0.24 | 0.24 | 0.24 | 0.24 | 0.24
47a | Highest expected onshore wind generation running |  |  | 0.49452 | 0.49906 | 0.50656 | 0.49937 | 0.49894 | 0.49106 | 0.48094 | 0.48503 | 0.48414 | 0.48744 | 0.4892 | 0.48388 | 0.48896 | 0.48386 | 0.47931 | 0.47482 | 0.47054 | 0.47408 | 0.46523
47b | Highest expected offshore wind generation running |  |  | 0 | 0 | 0 | 0 | 0 | 0 | 0 | 0 | 0 | 0 | 0 | 0 | 0 | 0 | 0 | 0 | 0 | 0 | 0
48 | Highest expected solar PV running |  |  | 0.025482 | 0.024214 | 0.023526 | 0.023287 | 0.023324 | 0.023682 | 0.024348 | 0.025135 | 0.026329 | 0.02711 | 0.028305 | 0.030325 | 0.031687 | 0.033378 | 0.034352 | 0.035713 | 0.036563 | 0.037169 | 0.032267
49 | DOWNWARD REGULATION CAPABILITIES: 49 = (42+46)-(43+44+45+47a+47b+48a+48b) |  |  | 1.03 | 0.96672 | 1.1699 | 0.96734 | 1.0177 | 0.96525 | 0.99471 | 0.96983 | 1.0495 | 0.81544 | 0.89249 | 0.7858 | 0.96935 | 0.65276 | 0.61634 | 0.56947 | 0.5229 | 0.51875 | 0.6525
PART Fbis: ADDITIONAL INFORMATION FOR INTERCONNECTORS
Transportable capacity at daytime minimum demand conditions (high wind and high solar conditions)
50 | Simultaneous importable capacity |  | From | 2.55 | 2.55 | 2.55 | 2.55 | 2.55 | 2.55 | 2.55 | 2.55 | 2.55 | 2.55 | 2.55 | 2.55 | 2.55 | 2.55 | 2.55 | 2.55 | 2.55 | 2.55 | 2.55
51 | Simultaneous exportable capacity |  | To | 2.4 | 2.4 | 2.4 | 2.4 | 2.4 | 2.4 | 2.4 | 2.4 | 2.4 | 2.4 | 2.4 | 2.4 | 2.4 | 2.4 | 2.4 | 2.4 | 2.4 | 2.4 | 2.4

## GR
Winter Outlook Report 2019/2020
| Power Data (all entries are assumed to be >0) |  |  |  |  | GR | [6 empty] | Heating if temperature below: | 16.8333 |  |  |  | Cooling if temperature above: | 21.8333
| (Net values in GW, at a synchronous time every week) |  |  |  |  | Greece | [6 empty] | Heating saturation temperature: | 2 |  |  |  | Cooling saturation temperature: | not detected
[13 empty] | Temperature sensitivity in heating [MW/ ͦC] | -162.5236 |  |  |  | Temperature sensitivity in cooling [MW/ ͦC] | 500.9047
| The peak dates are related to Wednesday of each week |  |  | 2019-11-27 | 2019-12-04 | 2019-12-11 | 2019-12-18 | 2019-12-24 | 2019-12-31 | 2020-01-08 | 2020-01-15 | 2020-01-22 | 2020-01-29 | 2020-02-05 | 2020-02-12 | 2020-02-19 | 2020-02-26 | 2020-03-04 | 2020-03-11 | 2020-03-18 | 2020-03-25 | 2020-04-01
| WEEK |  |  | 48 | 49 | 50 | 51 | 52 | 1 | 2 | 3 | 4 | 5 | 6 | 7 | 8 | 9 | 10 | 11 | 12 | 13 | 14
| Time (CET for winter, but CEST last week; CEST for summer) |  |  | 19:00 | 19:00 | 19:00 | 19:00 | 19:00 | 19:00 | 19:00 | 19:00 | 19:00 | 19:00 | 19:00 | 19:00 | 19:00 | 19:00 | 19:00 | 19:00 | 19:00 | 19:00 | 19:00
Line | PART A : INDIGENOUS NATIONAL GENERATION | Severe conditions Average Forced Outage Rate | Normal conditions Average Forced Outage Rate
Net generating capacity:
1 | Nuclear Power | 5% | 5% | 0 | 0 | 0 | 0 | 0 | 0 | 0 | 0 | 0 | 0 | 0 | 0 | 0 | 0 | 0 | 0 | 0 | 0 | 0
2 | Fossil Fuels |  |  | 8.83 | 8.83 | 8.83 | 8.83 | 8.83 | 8.83 | 8.83 | 8.83 | 8.83 | 8.83 | 8.83 | 8.83 | 8.83 | 8.83 | 8.83 | 8.83 | 8.83 | 8.83 | 8.83
2a | of which Lignite | 7% | 7% | 3.91 | 3.91 | 3.91 | 3.91 | 3.91 | 3.91 | 3.91 | 3.91 | 3.91 | 3.91 | 3.91 | 3.91 | 3.91 | 3.91 | 3.91 | 3.91 | 3.91 | 3.91 | 3.91
2b | of which Hard Coal | 9% | 9% | 0 | 0 | 0 | 0 | 0 | 0 | 0 | 0 | 0 | 0 | 0 | 0 | 0 | 0 | 0 | 0 | 0 | 0 | 0
2c | of which Gas | 4% | 4% | 4.92 | 4.92 | 4.92 | 4.92 | 4.92 | 4.92 | 4.92 | 4.92 | 4.92 | 4.92 | 4.92 | 4.92 | 4.92 | 4.92 | 4.92 | 4.92 | 4.92 | 4.92 | 4.92
2d | of which Oil | 9% | 9% | 0 | 0 | 0 | 0 | 0 | 0 | 0 | 0 | 0 | 0 | 0 | 0 | 0 | 0 | 0 | 0 | 0 | 0 | 0
2e | of which Oil Shale | 8.75% | 8.75% | 0 | 0 | 0 | 0 | 0 | 0 | 0 | 0 | 0 | 0 | 0 | 0 | 0 | 0 | 0 | 0 | 0 | 0 | 0
2f | of which Fossil Peat | 8.75% | 8.75% | 0 | 0 | 0 | 0 | 0 | 0 | 0 | 0 | 0 | 0 | 0 | 0 | 0 | 0 | 0 | 0 | 0 | 0 | 0
3 | Renewable Energy Sources (other than hydro) |  |  | 4.916 | 4.916 | 4.916 | 4.916 | 4.916 | 4.916 | 4.916 | 4.916 | 4.916 | 4.916 | 4.916 | 4.916 | 4.916 | 4.916 | 4.916 | 4.916 | 4.916 | 4.916 | 4.916
3a | of which onshore wind | 4% | 4% | 2.355 | 2.355 | 2.355 | 2.355 | 2.355 | 2.355 | 2.355 | 2.355 | 2.355 | 2.355 | 2.355 | 2.355 | 2.355 | 2.355 | 2.355 | 2.355 | 2.355 | 2.355 | 2.355
3b | of which offshore wind | 0% | 0% | 0 | 0 | 0 | 0 | 0 | 0 | 0 | 0 | 0 | 0 | 0 | 0 | 0 | 0 | 0 | 0 | 0 | 0 | 0
3c | of which Solar (PV) | 3% | 3% | 2.441 | 2.441 | 2.441 | 2.441 | 2.441 | 2.441 | 2.441 | 2.441 | 2.441 | 2.441 | 2.441 | 2.441 | 2.441 | 2.441 | 2.441 | 2.441 | 2.441 | 2.441 | 2.441
3d | of which Biomass | 4% | 4% | 0.051 | 0.051 | 0.051 | 0.051 | 0.051 | 0.051 | 0.051 | 0.051 | 0.051 | 0.051 | 0.051 | 0.051 | 0.051 | 0.051 | 0.051 | 0.051 | 0.051 | 0.051 | 0.051
3e | of which other RES (e.g. tidal, wave, geothermal, RES waste, CSP) | 0% | 0% | 0.069 | 0.069 | 0.069 | 0.069 | 0.069 | 0.069 | 0.069 | 0.069 | 0.069 | 0.069 | 0.069 | 0.069 | 0.069 | 0.069 | 0.069 | 0.069 | 0.069 | 0.069 | 0.069
4a | Hydro Run of River and Reservoir | 4% | 4% | 2.702 | 2.702 | 2.702 | 2.702 | 2.702 | 2.702 | 2.702 | 2.702 | 2.702 | 2.702 | 2.702 | 2.702 | 2.702 | 2.702 | 2.702 | 2.702 | 2.702 | 2.702 | 2.702
4b | Hydro pumping | 4% | 4% | 0.699 | 0.699 | 0.699 | 0.699 | 0.699 | 0.699 | 0.699 | 0.699 | 0.699 | 0.699 | 0.699 | 0.699 | 0.699 | 0.699 | 0.699 | 0.699 | 0.699 | 0.699 | 0.699
5 | Other non-RES (e.g. CHP non-renewable, waste non-renewable) | 4% | 4% | 0 | 0 | 0 | 0 | 0 | 0 | 0 | 0 | 0 | 0 | 0 | 0 | 0 | 0 | 0 | 0 | 0 | 0 | 0
6 | Total Net generating capacity (6 = 1+2+3+4a+4b+5) |  |  | 17.147 | 17.147 | 17.147 | 17.147 | 17.147 | 17.147 | 17.147 | 17.147 | 17.147 | 17.147 | 17.147 | 17.147 | 17.147 | 17.147 | 17.147 | 17.147 | 17.147 | 17.147 | 17.147
7 | Maintenance & Overhauls (planned outages) |  |  | 0.783 | 0.783 | 0.238 | 0 | 0 | 0 | 0 | 0 | 0 | 0.441 | 0.441 | 0.441 | 0.546 | 0.909 | 1.314 | 1.128 | 1.1063 | 0.6733 | 0.459
7a | Nuclear Power |  |  | 0 | 0 | 0 | 0 | 0 | 0 | 0 | 0 | 0 | 0 | 0 | 0 | 0 | 0 | 0 | 0 | 0 | 0 | 0
7b | Lignite |  |  | 0 | 0 | 0 | 0 | 0 | 0 | 0 | 0 | 0 | 0.256 | 0.256 | 0.256 | 0.256 | 0.256 | 0.256 | 0 | 0 | 0 | 0
7c | Hard Coal |  |  | 0 | 0 | 0 | 0 | 0 | 0 | 0 | 0 | 0 | 0 | 0 | 0 | 0 | 0 | 0 | 0 | 0 | 0 | 0
7d | Gas |  |  | 0.655 | 0.655 | 0.238 | 0 | 0 | 0 | 0 | 0 | 0 | 0 | 0 | 0 | 0 | 0.433 | 0.838 | 0.838 | 0.838 | 0.405 | 0.405
7e | Oil |  |  | 0 | 0 | 0 | 0 | 0 | 0 | 0 | 0 | 0 | 0 | 0 | 0 | 0 | 0 | 0 | 0 | 0 | 0 | 0
7f | Oil Shale |  |  | 0 | 0 | 0 | 0 | 0 | 0 | 0 | 0 | 0 | 0 | 0 | 0 | 0 | 0 | 0 | 0 | 0 | 0 | 0
7g | Fossil Peat |  |  | 0 | 0 | 0 | 0 | 0 | 0 | 0 | 0 | 0 | 0 | 0 | 0 | 0 | 0 | 0 | 0 | 0 | 0 | 0
7h | Onshore Wind |  |  | 0 | 0 | 0 | 0 | 0 | 0 | 0 | 0 | 0 | 0 | 0 | 0 | 0 | 0 | 0 | 0 | 0 | 0 | 0
7i | Offshore Wind |  |  | 0 | 0 | 0 | 0 | 0 | 0 | 0 | 0 | 0 | 0 | 0 | 0 | 0 | 0 | 0 | 0 | 0 | 0 | 0
7j | Solar (PV) |  |  | 0 | 0 | 0 | 0 | 0 | 0 | 0 | 0 | 0 | 0 | 0 | 0 | 0 | 0 | 0 | 0 | 0 | 0 | 0
7k | Biomass |  |  | 0 | 0 | 0 | 0 | 0 | 0 | 0 | 0 | 0 | 0 | 0 | 0 | 0 | 0 | 0 | 0 | 0 | 0 | 0
7l | other RES (apart from hydro, including tidal, wave, geothermal, waste renewable, CSP,…) |  |  | 0 | 0 | 0 | 0 | 0 | 0 | 0 | 0 | 0 | 0 | 0 | 0 | 0 | 0 | 0 | 0 | 0 | 0 | 0
7m | Hydro Run of River and Reservoir |  |  | 0.128 | 0.128 | 0 | 0 | 0 | 0 | 0 | 0 | 0 | 0.185 | 0.185 | 0.185 | 0.29 | 0.22 | 0.22 | 0.29 | 0.2683 | 0.2683 | 0.054
7n | Hydro pumping |  |  | 0 | 0 | 0 | 0 | 0 | 0 | 0 | 0 | 0 | 0 | 0 | 0 | 0 | 0 | 0 | 0 | 0 | 0 | 0
7o | Other non-RES (incl. not clearly identifiable energy sources) |  |  | 0 | 0 | 0 | 0 | 0 | 0 | 0 | 0 | 0 | 0 | 0 | 0 | 0 | 0 | 0 | 0 | 0 | 0 | 0
PART B : DATA FOR NORMAL CONDITIONS
8 | Non-usable capacity at reference point (all power stations including mothballed, authorization & technical & legal constraints, energy source unavailability etc. ) |  |  | 5.6609 | 5.6536 | 5.63 | 5.624 | 5.6412 | 5.5787 | 5.5837 | 5.5817 | 5.5677 | 5.3962 | 5.427 | 5.4375 | 5.4382 | 5.3343 | 5.3565 | 5.3651 | 5.3791 | 5.3485 | 5.2706
8a | of which nuclear |  |  | 0 | 0 | 0 | 0 | 0 | 0 | 0 | 0 | 0 | 0 | 0 | 0 | 0 | 0 | 0 | 0 | 0 | 0 | 0
8b | of which Lignite |  |  | 0 | 0 | 0 | 0 | 0 | 0 | 0 | 0 | 0 | 0 | 0 | 0 | 0 | 0 | 0 | 0 | 0 | 0 | 0
8c | of which Hard Coal |  |  | 0 | 0 | 0 | 0 | 0 | 0 | 0 | 0 | 0 | 0 | 0 | 0 | 0 | 0 | 0 | 0 | 0 | 0 | 0
8d | of which Gas |  |  | 0 | 0 | 0 | 0 | 0 | 0 | 0 | 0 | 0 | 0 | 0 | 0 | 0 | 0 | 0 | 0 | 0 | 0 | 0
8e | of which Oil |  |  | 0 | 0 | 0 | 0 | 0 | 0 | 0 | 0 | 0 | 0 | 0 | 0 | 0 | 0 | 0 | 0 | 0 | 0 | 0
8f | of which Oil Shale |  |  | 0 | 0 | 0 | 0 | 0 | 0 | 0 | 0 | 0 | 0 | 0 | 0 | 0 | 0 | 0 | 0 | 0 | 0 | 0
8g | of which Fossil Peat |  |  | 0 | 0 | 0 | 0 | 0 | 0 | 0 | 0 | 0 | 0 | 0 | 0 | 0 | 0 | 0 | 0 | 0 | 0 | 0
8h | of which onshore wind |  |  | 1.9199 | 1.9126 | 1.889 | 1.883 | 1.9002 | 1.8977 | 1.9027 | 1.9007 | 1.8867 | 1.8752 | 1.906 | 1.9165 | 1.9172 | 1.9433 | 1.9655 | 1.9741 | 1.9881 | 1.9875 | 1.9798
8i | of which offshore wind |  |  | 0 | 0 | 0 | 0 | 0 | 0 | 0 | 0 | 0 | 0 | 0 | 0 | 0 | 0 | 0 | 0 | 0 | 0 | 0
8j | of which Solar |  |  | 2.441 | 2.441 | 2.441 | 2.441 | 2.441 | 2.441 | 2.441 | 2.441 | 2.441 | 2.441 | 2.441 | 2.441 | 2.441 | 2.441 | 2.441 | 2.441 | 2.441 | 2.441 | 2.3908
8k | of which Biomass |  |  | 0 | 0 | 0 | 0 | 0 | 0 | 0 | 0 | 0 | 0 | 0 | 0 | 0 | 0 | 0 | 0 | 0 | 0 | 0
8l | of which other RES (apart from hydro) |  |  | 0 | 0 | 0 | 0 | 0 | 0 | 0 | 0 | 0 | 0 | 0 | 0 | 0 | 0 | 0 | 0 | 0 | 0 | 0
8m | Hydro Run of River and Reservoir |  |  | 1.02 | 1.02 | 1.02 | 1.02 | 1.02 | 0.99 | 0.99 | 0.99 | 0.99 | 0.87 | 0.87 | 0.87 | 0.87 | 0.76 | 0.76 | 0.76 | 0.76 | 0.74 | 0.73
8n | Hydro pumping |  |  | 0.28 | 0.28 | 0.28 | 0.28 | 0.28 | 0.25 | 0.25 | 0.25 | 0.25 | 0.21 | 0.21 | 0.21 | 0.21 | 0.19 | 0.19 | 0.19 | 0.19 | 0.18 | 0.17
8o | of which other non-RES (incl. not clearly identifiable energy sources) |  |  | 0 | 0 | 0 | 0 | 0 | 0 | 0 | 0 | 0 | 0 | 0 | 0 | 0 | 0 | 0 | 0 | 0 | 0 | 0
9 | Available capacity (9 = 6 - (7 + 8)) |  |  | 10.7031 | 10.7104 | 11.279 | 11.523 | 11.5058 | 11.5683 | 11.5633 | 11.5653 | 11.5793 | 11.3098 | 11.279 | 11.2685 | 11.1628 | 10.9037 | 10.4765 | 10.6539 | 10.6616 | 11.1252 | 11.4174
10 | Outages: average expected value (all power stations) |  |  | 0.54266 | 0.54296 | 0.5657 | 0.57546 | 0.57477 | 0.57727 | 0.57707 | 0.57715 | 0.57771 | 0.55925 | 0.55802 | 0.5576 | 0.55337 | 0.54301 | 0.52592 | 0.54069 | 0.541 | 0.55955 | 0.57073
11 | System services reserve (one hour ahead of real time) |  |  | 0.6 | 0.6 | 0.6 | 0.6 | 0.6 | 0.6 | 0.6 | 0.6 | 0.6 | 0.6 | 0.6 | 0.6 | 0.6 | 0.6 | 0.6 | 0.6 | 0.6 | 0.6 | 0.6
12 | Reliably available capacity (12 = 9 - (10 + 11)) |  |  | 9.5604 | 9.5674 | 10.1133 | 10.3475 | 10.3311 | 10.391 | 10.3863 | 10.3882 | 10.4016 | 10.1505 | 10.121 | 10.1109 | 10.0094 | 9.7607 | 9.3506 | 9.5132 | 9.5206 | 9.9657 | 10.2467
13 | Demand at reference point in time |  |  | 7.1992 | 7.4267 | 7.6224 | 7.6195 | 7.956 | 7.7707 | 7.7317 | 7.7478 | 7.6902 | 7.7051 | 7.6361 | 7.4404 | 7.559 | 7.2202 | 7.0501 | 7.2445 | 7.0854 | 5.7132 | 6.067
13b | Population average daily (24h) temperature (degrees Celsius) |  |  | 11.7385 | 10.9311 | 10.2583 | 9.7418 | 9.4392 | 9.2666 | 8.6474 | 8.6888 | 8.7082 | 8.7428 | 8.8226 | 8.9703 | 9.2026 | 9.5305 | 9.8924 | 10.4104 | 11.0298 | 11.745 | 12.5479
14a | Load reduction / demand side response available at reference point in time |  |  | 0 | 0 | 0 | 0 | 0 | 0 | 0 | 0 | 0 | 0 | 0 | 0 | 0 | 0 | 0 | 0 | 0 | 0 | 0
14b | Strategic reserves available at reference point in time |  |  | 0.5 | 0.5 | 0.5 | 0.5 | 0.5 | 0.5 | 0.5 | 0.5 | 0.5 | 0.5 | 0.5 | 0.5 | 0.5 | 0.5 | 0.5 | 0.5 | 0.5 | 0.5 | 0.5
15 | Net weekly load at reference point in time (15 = 13-14a) |  |  | 7.1992 | 7.4267 | 7.6224 | 7.6195 | 7.956 | 7.7707 | 7.7317 | 7.7478 | 7.6902 | 7.7051 | 7.6361 | 7.4404 | 7.559 | 7.2202 | 7.0501 | 7.2445 | 7.0854 | 5.7132 | 6.067
16 | Remaining capacity at reference point in time (16 = 12- 15) |  |  | 2.3612 | 2.1407 | 2.4909 | 2.728 | 2.3751 | 2.6203 | 2.6546 | 2.6404 | 2.7114 | 2.4455 | 2.4849 | 2.6704 | 2.4504 | 2.5405 | 2.3005 | 2.2686 | 2.4352 | 4.2525 | 4.1797
B1 | Weekly peak load (unrestricted reference point in time) |  |  | 7.1992 | 7.4267 | 7.6224 | 7.6195 | 7.956 | 7.7707 | 7.7317 | 7.7478 | 7.6902 | 7.7051 | 7.6361 | 7.4404 | 7.559 | 7.2202 | 7.0501 | 7.2445 | 7.0854 | 5.7132 | 6.067
B2 | Daily hour of expected weekly peak load (CET for winter, but CEST for last week; CEST for summer) |  |  | 19:00 | 19:00 | 19:00 | 19:00 | 19:00 | 19:00 | 19:00 | 19:00 | 19:00 | 19:00 | 19:00 | 19:00 | 19:00 | 19:00 | 19:00 | 19:00 | 19:00 | 19:00 | 19:00
PART C : DATA FOR SEVERE CONDITIONS
17 | Non-usable capacity at reference point (all power stations including mothballed, authorization & technical & legal constraints, energy source unavailability etc. ) |  |  | 6.6497 | 6.6489 | 6.6461 | 6.6437 | 6.6478 | 6.5891 | 6.5897 | 6.5896 | 6.5901 | 6.4287 | 6.4324 | 6.4325 | 6.4275 | 6.299 | 6.294 | 6.2905 | 6.2928 | 6.2102 | 6.168
17a | of which nuclear |  |  | 0 | 0 | 0 | 0 | 0 | 0 | 0 | 0 | 0 | 0 | 0 | 0 | 0 | 0 | 0 | 0 | 0 | 0 | 0
17b | of which Lignite |  |  | 0.3 | 0.3 | 0.3 | 0.3 | 0.3 | 0.3 | 0.3 | 0.3 | 0.3 | 0.3 | 0.3 | 0.3 | 0.3 | 0.3 | 0.3 | 0.3 | 0.3 | 0.25 | 0.25
17c | of which Hard Coal |  |  | 0 | 0 | 0 | 0 | 0 | 0 | 0 | 0 | 0 | 0 | 0 | 0 | 0 | 0 | 0 | 0 | 0 | 0 | 0
17d | of which Gas |  |  | 0.3 | 0.3 | 0.3 | 0.3 | 0.3 | 0.3 | 0.3 | 0.3 | 0.3 | 0.3 | 0.3 | 0.3 | 0.3 | 0.3 | 0.3 | 0.3 | 0.3 | 0.3 | 0.3
17e | of which Oil |  |  | 0 | 0 | 0 | 0 | 0 | 0 | 0 | 0 | 0 | 0 | 0 | 0 | 0 | 0 | 0 | 0 | 0 | 0 | 0
17f | of which Oil Shale |  |  | 0 | 0 | 0 | 0 | 0 | 0 | 0 | 0 | 0 | 0 | 0 | 0 | 0 | 0 | 0 | 0 | 0 | 0 | 0
17g | of which Fossil Peat |  |  | 0 | 0 | 0 | 0 | 0 | 0 | 0 | 0 | 0 | 0 | 0 | 0 | 0 | 0 | 0 | 0 | 0 | 0 | 0
17h | of which onshore wind |  |  | 2.3087 | 2.3079 | 2.3051 | 2.3027 | 2.3068 | 2.3081 | 2.3087 | 2.3086 | 2.3091 | 2.3077 | 2.3114 | 2.3115 | 2.3065 | 2.308 | 2.303 | 2.2995 | 2.3018 | 2.2992 | 2.303
17i | of which offshore wind |  |  | 0 | 0 | 0 | 0 | 0 | 0 | 0 | 0 | 0 | 0 | 0 | 0 | 0 | 0 | 0 | 0 | 0 | 0 | 0
17j | of which Solar |  |  | 2.441 | 2.441 | 2.441 | 2.441 | 2.441 | 2.441 | 2.441 | 2.441 | 2.441 | 2.441 | 2.441 | 2.441 | 2.441 | 2.441 | 2.441 | 2.441 | 2.441 | 2.441 | 2.415
17k | of which Biomass |  |  | 0 | 0 | 0 | 0 | 0 | 0 | 0 | 0 | 0 | 0 | 0 | 0 | 0 | 0 | 0 | 0 | 0 | 0 | 0
17l | of which other RES (apart from hydro) |  |  | 0 | 0 | 0 | 0 | 0 | 0 | 0 | 0 | 0 | 0 | 0 | 0 | 0 | 0 | 0 | 0 | 0 | 0 | 0
17m | Hydro Run of River and Reservoir |  |  | 1.02 | 1.02 | 1.02 | 1.02 | 1.02 | 0.99 | 0.99 | 0.99 | 0.99 | 0.87 | 0.87 | 0.87 | 0.87 | 0.76 | 0.76 | 0.76 | 0.76 | 0.74 | 0.73
17n | Hydro pumping |  |  | 0.28 | 0.28 | 0.28 | 0.28 | 0.28 | 0.25 | 0.25 | 0.25 | 0.25 | 0.21 | 0.21 | 0.21 | 0.21 | 0.19 | 0.19 | 0.19 | 0.19 | 0.18 | 0.17
17o | of which other non-RES (incl. not clearly identifiable energy sources) |  |  | 0 | 0 | 0 | 0 | 0 | 0 | 0 | 0 | 0 | 0 | 0 | 0 | 0 | 0 | 0 | 0 | 0 | 0 | 0
18 | Available capacity (18 = 6 - (7 + 17)) |  |  | 9.7143 | 9.7151 | 10.2629 | 10.5033 | 10.4992 | 10.5579 | 10.5573 | 10.5574 | 10.5569 | 10.2773 | 10.2736 | 10.2735 | 10.1735 | 9.939 | 9.539 | 9.7285 | 9.7479 | 10.2635 | 10.52
19 | Outages: average expected value (all power stations) under SEVERE conditions |  |  | 0.49411 | 0.49414 | 0.51606 | 0.52567 | 0.52551 | 0.52785 | 0.52783 | 0.52783 | 0.52782 | 0.50895 | 0.5088 | 0.5088 | 0.5048 | 0.49542 | 0.47942 | 0.49468 | 0.49545 | 0.51758 | 0.52758
20 | System services reserve (one hour ahead of real time) under SEVERE conditions |  |  | 0.7 | 0.7 | 0.7 | 0.7 | 0.7 | 0.7 | 0.7 | 0.7 | 0.7 | 0.7 | 0.7 | 0.7 | 0.7 | 0.7 | 0.7 | 0.7 | 0.7 | 0.7 | 0.7
21 | Reliably available capacity under SEVERE conditions (21 = 18 - (19 + 20)) |  |  | 8.5202 | 8.521 | 9.0468 | 9.2776 | 9.2737 | 9.33 | 9.3294 | 9.3295 | 9.3291 | 9.0684 | 9.0648 | 9.0647 | 8.9687 | 8.7436 | 8.3596 | 8.5338 | 8.5524 | 9.0459 | 9.2924
22 | Demand at reference point in time under SEVERE conditions (one in 20 year) |  |  | 7.8542 | 8.0093 | 8.3006 | 8.4744 | 8.3129 | 8.5826 | 8.4717 | 8.222 | 8.2744 | 8.108 | 8.2631 | 8.1383 | 8.3202 | 8.091 | 8.0373 | 8.006 | 7.8437 | 6.4665 | 6.8321
23a | Load reduction / demand side response available at reference point in time under SEVERE conditions |  |  | 0.5 | 0.5 | 0.5 | 0.5 | 0.5 | 0.5 | 0.5 | 0.5 | 0.5 | 0.5 | 0.5 | 0.5 | 0.5 | 0.5 | 0.5 | 0.5 | 0.5 | 0.5 | 0.5
23b | Strategic reserves available at reference point in time under SEVERE conditions |  |  | 0.6 | 0.6 | 0.6 | 0.6 | 0.6 | 0.6 | 0.6 | 0.6 | 0.6 | 0.6 | 0.6 | 0.6 | 0.6 | 0.6 | 0.6 | 0.6 | 0.6 | 0.6 | 0.6
24 | Net weekly peak load for SEVERE conditions (24 = 22-23a) |  |  | 7.3542 | 7.5093 | 7.8006 | 7.9744 | 7.8129 | 8.0826 | 7.9717 | 7.722 | 7.7744 | 7.608 | 7.7631 | 7.6383 | 7.8202 | 7.591 | 7.5373 | 7.506 | 7.3437 | 5.9665 | 6.3321
25 | Remaining capacity for SEVERE conditions (25 = 21-24) |  |  | 1.166 | 1.0116 | 1.2462 | 1.3032 | 1.4608 | 1.2474 | 1.3577 | 1.6075 | 1.5547 | 1.4604 | 1.3016 | 1.4264 | 1.1486 | 1.1526 | 0.82226 | 1.0277 | 1.2087 | 3.0794 | 2.9602
C1 | Weekly peak load under SEVERE conditions (unrestricted reference point in time) |  |  | 7.8542 | 8.0093 | 8.3006 | 8.4744 | 8.3129 | 8.5826 | 8.4717 | 8.222 | 8.2744 | 8.108 | 8.2631 | 8.1383 | 8.3202 | 8.091 | 8.0373 | 8.006 | 7.8437 | 6.4665 | 6.8321
C2 | Daily hour of expected weekly peak load (CET for winter, but CEST for last week; CEST for summer) |  |  | 19:00 | 19:00 | 19:00 | 19:00 | 19:00 | 19:00 | 19:00 | 19:00 | 19:00 | 19:00 | 19:00 | 19:00 | 19:00 | 19:00 | 19:00 | 19:00 | 19:00 | 19:00 | 19:00
PART D: ADDITIONAL INFORMATION FOR INTERCONNECTORS (at synchronous peak)
31 | Simultaneous importable capacity |  | From | 1.7 | 1.7 | 1.7 | 1.7 | 1.7 | 1.7 | 1.7 | 1.7 | 1.7 | 1.7 | 1.7 | 1.7 | 1.7 | 1.7 | 1.7 | 1.7 | 1.7 | 1.7 | 1.7
32 | Simultaneous exportable capacity |  | To | 1.7 | 1.7 | 1.7 | 1.7 | 1.7 | 1.7 | 1.7 | 1.7 | 1.7 | 1.7 | 1.7 | 1.7 | 1.7 | 1.7 | 1.7 | 1.7 | 1.7 | 1.7 | 1.7
| The off-peak dates are related to Sunday of each week |  |  | 2019-12-01 | 2019-12-08 | 2019-12-15 | 2019-12-22 | 2019-12-29 | 2020-01-05 | 2020-01-12 | 2020-01-19 | 2020-01-26 | 2020-02-02 | 2020-02-09 | 2020-02-16 | 2020-02-23 | 2020-03-01 | 2020-03-08 | 2020-03-15 | 2020-03-22 | 2020-03-29 | 2020-04-05
| WEEK |  |  | 48 | 49 | 50 | 51 | 52 | 1 | 2 | 3 | 4 | 5 | 6 | 7 | 8 | 9 | 10 | 11 | 12 | 13 | 14
| Time (CET for winter, but CEST for last week of winter; CEST for summer) |  |  | 5:00 | 5:00 | 5:00 | 5:00 | 5:00 | 5:00 | 5:00 | 5:00 | 5:00 | 5:00 | 5:00 | 5:00 | 5:00 | 5:00 | 5:00 | 5:00 | 5:00 | 5:00 | 5:00
PART E: ADDITIONAL INFORMATION FOR NIGHT MIN DEMAND CONDITIONS
33 | Weekly Minimum Demand (overnight valley minimum) |  |  | 4.14 | 4.23 | 4.29 | 4.59 | 4.66 | 4.41 | 4.54 | 4.5 | 4.43 | 4.5 | 4.4 | 4.44 | 4.52 | 4.35 | 4.25 | 4.28 | 4.28 | 4.16 | 4.14
34 | Must Run Generation (excluding wind/run of river) |  |  | 2 | 2 | 2 | 2 | 2 | 2 | 2 | 2 | 2 | 2 | 2 | 2 | 2 | 2 | 2 | 2 | 2 | 2 | 2
35 | Run of river generation (Must Run) |  |  | 0.08 | 0.08 | 0.08 | 0.08 | 0.08 | 0.11 | 0.11 | 0.11 | 0.11 | 0.15 | 0.15 | 0.15 | 0.15 | 0.18 | 0.18 | 0.18 | 0.18 | 0.18 | 0.18
36 | Downward balancing reserves (FCR, FRR) |  |  | 0.1 | 0.1 | 0.1 | 0.1 | 0.1 | 0.1 | 0.1 | 0.1 | 0.1 | 0.1 | 0.1 | 0.1 | 0.1 | 0.1 | 0.1 | 0.1 | 0.1 | 0.1 | 0.1
37 | Pumping Storage Capacity available (Power) |  |  | 0.6 | 0.6 | 0.6 | 0.6 | 0.6 | 0.6 | 0.6 | 0.6 | 0.6 | 0.6 | 0.6 | 0.6 | 0.6 | 0.6 | 0.6 | 0.6 | 0.6 | 0.6 | 0.6
38a | Highest expected onshore wind generation running |  |  | 1.5632 | 1.5857 | 1.6357 | 1.6587 | 1.6154 | 1.6639 | 1.6393 | 1.6654 | 1.6709 | 1.6921 | 1.7001 | 1.644 | 1.6438 | 1.5882 | 1.5438 | 1.5138 | 1.4569 | 1.3152 | 1.2331
38b | Highest expected offshore wind generation running |  |  | 0 | 0 | 0 | 0 | 0 | 0 | 0 | 0 | 0 | 0 | 0 | 0 | 0 | 0 | 0 | 0 | 0 | 0 | 0
39 | DOWNWARD REGULATION CAPABILITIES: 39 = (33+37)-(34+35+36+38a+38b)) |  |  | 0.9968 | 1.0643 | 1.0743 | 1.3513 | 1.4646 | 1.1361 | 1.2907 | 1.2246 | 1.1491 | 1.1579 | 1.0499 | 1.146 | 1.2262 | 1.0818 | 1.0262 | 1.0862 | 1.1431 | 1.1648 | 1.2269
PART Ebis: ADDITIONAL INFORMATION FOR INTERCONNECTORS
Transportable capacity at night minimum demand conditions (high wind conditions)
40 | Simultaneous importable capacity |  | From | 1.7 | 1.7 | 1.7 | 1.7 | 1.7 | 1.7 | 1.7 | 1.7 | 1.7 | 1.7 | 1.7 | 1.7 | 1.7 | 1.7 | 1.7 | 1.7 | 1.7 | 1.7 | 1.7
41 | Simultaneous exportable capacity |  | To | 1.7 | 1.7 | 1.7 | 1.7 | 1.7 | 1.7 | 1.7 | 1.7 | 1.7 | 1.7 | 1.7 | 1.7 | 1.7 | 1.7 | 1.7 | 1.7 | 1.7 | 1.7 | 1.7
| Time (CET for winter, but CEST for last week of winter; CEST for summer) |  |  | 11:00 | 11:00 | 11:00 | 11:00 | 11:00 | 11:00 | 11:00 | 11:00 | 11:00 | 11:00 | 11:00 | 11:00 | 11:00 | 11:00 | 11:00 | 11:00 | 11:00 | 11:00 | 11:00
PART F: ADDITIONAL INFORMATION FOR DAYTIME MIN DEMAND CONDITIONS
42 | Weekly Minimum Daytime Demand (Sunday low peak + solar) |  |  | 5.85 | 5.97 | 6.06 | 6.34 | 6.5 | 6.15 | 6.24 | 6.33 | 6.31 | 6.54 | 6.3 | 6.38 | 6.38 | 6.14 | 5.93 | 6.06 | 5.8 | 5.71 | 5.71
43 | Must Run Generation (excluding wind/PV/run of river) |  |  | 2 | 2 | 2 | 2 | 2 | 2 | 2 | 2 | 2 | 2 | 2 | 2 | 2 | 2 | 2 | 2 | 2 | 2 | 2
44 | Run of river generation (Must Run) |  |  | 0.08 | 0.08 | 0.08 | 0.08 | 0.08 | 0.11 | 0.11 | 0.11 | 0.11 | 0.15 | 0.15 | 0.15 | 0.15 | 0.18 | 0.18 | 0.18 | 0.18 | 0.18 | 0.18
45 | Downward balancing reserves (FCR, FRR) |  |  | 0.1 | 0.1 | 0.1 | 0.1 | 0.1 | 0.1 | 0.1 | 0.1 | 0.1 | 0.1 | 0.1 | 0.1 | 0.1 | 0.1 | 0.1 | 0.1 | 0.1 | 0.1 | 0.1
46 | Pumping Storage Capacity available (Power) |  |  | 0.6 | 0.6 | 0.6 | 0.6 | 0.6 | 0.6 | 0.6 | 0.6 | 0.6 | 0.6 | 0.6 | 0.6 | 0.6 | 0.6 | 0.6 | 0.6 | 0.6 | 0.6 | 0.6
47a | Highest expected onshore wind generation running |  |  | 1.5733 | 1.5733 | 1.6091 | 1.6012 | 1.5901 | 1.6327 | 1.6154 | 1.6543 | 1.6611 | 1.6847 | 1.6969 | 1.6606 | 1.6605 | 1.6081 | 1.5729 | 1.5654 | 1.4921 | 1.3694 | 1.3079
47b | Highest expected offshore wind generation running |  |  | 0 | 0 | 0 | 0 | 0 | 0 | 0 | 0 | 0 | 0 | 0 | 0 | 0 | 0 | 0 | 0 | 0 | 0 | 0
48 | Highest expected solar PV running |  |  | 1.3799 | 1.3434 | 1.3318 | 1.3383 | 1.3684 | 1.4269 | 1.448 | 1.4657 | 1.4974 | 1.5239 | 1.5602 | 1.6139 | 1.6749 | 1.726 | 1.7636 | 1.784 | 1.815 | 1.8319 | 1.6269
49 | DOWNWARD REGULATION CAPABILITIES: 49 = (42+46)-(43+44+45+47a+47b+48a+48b) |  |  | 1.3168 | 1.4733 | 1.5391 | 1.8205 | 1.9615 | 1.4805 | 1.5666 | 1.6 | 1.5416 | 1.6815 | 1.3929 | 1.4555 | 1.3946 | 1.1259 | 0.91345 | 1.0306 | 0.81289 | 0.82861 | 1.0952
PART Fbis: ADDITIONAL INFORMATION FOR INTERCONNECTORS
Transportable capacity at daytime minimum demand conditions (high wind and high solar conditions)
50 | Simultaneous importable capacity |  | From | 1.7 | 1.7 | 1.7 | 1.7 | 1.7 | 1.7 | 1.7 | 1.7 | 1.7 | 1.7 | 1.7 | 1.7 | 1.7 | 1.7 | 1.7 | 1.7 | 1.7 | 1.7 | 1.7
51 | Simultaneous exportable capacity |  | To | 1.7 | 1.7 | 1.7 | 1.7 | 1.7 | 1.7 | 1.7 | 1.7 | 1.7 | 1.7 | 1.7 | 1.7 | 1.7 | 1.7 | 1.7 | 1.7 | 1.7 | 1.7 | 1.7

## GB
Winter Outlook Report 2019/2020
| Power Data (all entries are assumed to be >0) |  |  |  |  | GB | [6 empty] | Heating if temperature below: | 17.5243 |  |  |  | Cooling if temperature above: | not detected
| (Net values in GW, at a synchronous time every week) |  |  |  |  | Great Britain | [6 empty] | Heating saturation temperature: | -3 |  |  |  | Cooling saturation temperature: | not detected
[13 empty] | Temperature sensitivity in heating [MW/ ͦC] | -1044.382 |  |  |  | Temperature sensitivity in cooling [MW/ ͦC] | not detected
| The peak dates are related to Wednesday of each week |  |  | 2019-11-27 | 2019-12-04 | 2019-12-11 | 2019-12-18 | 2019-12-24 | 2019-12-31 | 2020-01-08 | 2020-01-15 | 2020-01-22 | 2020-01-29 | 2020-02-05 | 2020-02-12 | 2020-02-19 | 2020-02-26 | 2020-03-04 | 2020-03-11 | 2020-03-18 | 2020-03-25 | 2020-04-01
| WEEK |  |  | 48 | 49 | 50 | 51 | 52 | 1 | 2 | 3 | 4 | 5 | 6 | 7 | 8 | 9 | 10 | 11 | 12 | 13 | 14
| Time (CET for winter, but CEST last week; CEST for summer) |  |  | 19:00 | 19:00 | 19:00 | 19:00 | 19:00 | 19:00 | 19:00 | 19:00 | 19:00 | 19:00 | 19:00 | 19:00 | 19:00 | 19:00 | 19:00 | 19:00 | 19:00 | 19:00 | 19:00
Line | PART A : INDIGENOUS NATIONAL GENERATION | Severe conditions Average Forced Outage Rate | Normal conditions Average Forced Outage Rate
Net generating capacity:
1 | Nuclear Power | 11% | 9% | 9.164 | 9.164 | 9.164 | 9.164 | 9.164 | 9.164 | 9.164 | 9.164 | 9.164 | 9.164 | 9.164 | 9.164 | 9.164 | 9.164 | 9.164 | 9.164 | 9.164 | 9.164 | 9.164
2 | Fossil Fuels |  |  | 40.891 | 40.891 | 40.891 | 40.891 | 40.891 | 40.891 | 40.891 | 40.891 | 40.891 | 40.891 | 40.891 | 40.891 | 40.891 | 40.891 | 40.891 | 40.891 | 40.891 | 40.891 | 40.891
2a | of which Lignite | 0% | 0%
2b | of which Hard Coal | 9% | 7% | 9.814 | 9.814 | 9.814 | 9.814 | 9.814 | 9.814 | 9.814 | 9.814 | 9.814 | 9.814 | 9.814 | 9.814 | 9.814 | 9.814 | 9.814 | 9.814 | 9.814 | 9.814 | 9.814
2c | of which Gas | 8% | 6% | 30.194 | 30.194 | 30.194 | 30.194 | 30.194 | 30.194 | 30.194 | 30.194 | 30.194 | 30.194 | 30.194 | 30.194 | 30.194 | 30.194 | 30.194 | 30.194 | 30.194 | 30.194 | 30.194
2d | of which Oil | 6% | 4% | 0.883 | 0.883 | 0.883 | 0.883 | 0.883 | 0.883 | 0.883 | 0.883 | 0.883 | 0.883 | 0.883 | 0.883 | 0.883 | 0.883 | 0.883 | 0.883 | 0.883 | 0.883 | 0.883
2e | of which Oil Shale | 0% | 0%
2f | of which Fossil Peat | 0% | 0%
3 | Renewable Energy Sources (other than hydro) |  |  | 17.158 | 17.158 | 17.158 | 17.158 | 17.158 | 17.158 | 17.158 | 17.158 | 17.158 | 17.158 | 17.158 | 17.158 | 17.158 | 17.158 | 17.158 | 17.158 | 17.158 | 17.158 | 17.158
3a | of which onshore wind | 0% | 0% | 6.7 | 6.7 | 6.7 | 6.7 | 6.7 | 6.7 | 6.7 | 6.7 | 6.7 | 6.7 | 6.7 | 6.7 | 6.7 | 6.7 | 6.7 | 6.7 | 6.7 | 6.7 | 6.7
3b | of which offshore wind | 0% | 0% | 8.4 | 8.4 | 8.4 | 8.4 | 8.4 | 8.4 | 8.4 | 8.4 | 8.4 | 8.4 | 8.4 | 8.4 | 8.4 | 8.4 | 8.4 | 8.4 | 8.4 | 8.4 | 8.4
3c | of which Solar (PV) | 0% | 0%
3d | of which Biomass | 5% | 3% | 2.052 | 2.052 | 2.052 | 2.052 | 2.052 | 2.052 | 2.052 | 2.052 | 2.052 | 2.052 | 2.052 | 2.052 | 2.052 | 2.052 | 2.052 | 2.052 | 2.052 | 2.052 | 2.052
3e | of which other RES (e.g. tidal, wave, geothermal, RES waste, CSP) | 0% | 0% | 0.006 | 0.006 | 0.006 | 0.006 | 0.006 | 0.006 | 0.006 | 0.006 | 0.006 | 0.006 | 0.006 | 0.006 | 0.006 | 0.006 | 0.006 | 0.006 | 0.006 | 0.006 | 0.006
4a | Hydro Run of River and Reservoir | 10% | 8% | 1.262 | 1.262 | 1.262 | 1.262 | 1.262 | 1.262 | 1.262 | 1.262 | 1.262 | 1.262 | 1.262 | 1.262 | 1.262 | 1.262 | 1.262 | 1.262 | 1.262 | 1.262 | 1.262
4b | Hydro pumping | 5% | 3% | 2.9 | 2.9 | 2.9 | 2.9 | 2.9 | 2.9 | 2.9 | 2.9 | 2.9 | 2.9 | 2.9 | 2.9 | 2.9 | 2.9 | 2.9 | 2.9 | 2.9 | 2.9 | 2.9
5 | Other non-RES (e.g. CHP non-renewable, waste non-renewable) | 0% | 0%
6 | Total Net generating capacity (6 = 1+2+3+4a+4b+5) |  |  | 71.375 | 71.375 | 71.375 | 71.375 | 71.375 | 71.375 | 71.375 | 71.375 | 71.375 | 71.375 | 71.375 | 71.375 | 71.375 | 71.375 | 71.375 | 71.375 | 71.375 | 71.375 | 71.375
7 | Maintenance & Overhauls (planned outages) |  |  | 5.268 | 4.057 | 3.855 | 3.162 | 2.313 | 2.894 | 3.805 | 4.12 | 3.429 | 3.402 | 4.543 | 4.354 | 5.038 | 6.527 | 7.297 | 7.51 | 5.395 | 5.845 | 11.881
7a | Nuclear Power |  |  | 1.529 | 1.526 | 1.425 | 0.634 | 0.59 | 0.589 | 1.503 | 1.813 | 0.627 | 0.585 | 1.242 | 1.498 | 1.825 | 2.888 | 2.605 | 2.059 | 0.755 | 1.297 | 1.251
7b | Lignite
7c | Hard Coal |  |  | 0.997 | 0.997 | 0.997 | 0.997 | 0.997 | 0.997 | 0.997 | 0.997 | 0.997 | 0.997 | 0.997 | 0.997 | 0.997 | 0.997 | 0.997 | 0.997 | 0.997 | 0.997 | 3.513
7d | Gas |  |  | 0.475 | 0.729 | 0.628 | 0.796 | 0.011 | 0.014 | 0.014 | 0.019 | 0.769 | 0.784 | 0.485 | 0.04 | 0.434 | 0.86 | 0.356 | 1.115 | 0.487 | 0.492 | 3.862
7e | Oil |  |  | 0 | 0 | 0 | 0 | 0 | 0 | 0 | 0 | 0 | 0 | 0 | 0 | 0 | 0 | 0 | 0 | 0 | 0 | 0.174
7f | Oil Shale
7g | Fossil Peat
7h | Onshore Wind |  |  | 1.74 | 0.278 | 0.278 | 0.208 | 0.188 | 0.767 | 0.767 | 0.767 | 0.602 | 0.602 | 1.348 | 1.348 | 1.348 | 1.348 | 2.785 | 2.785 | 2.812 | 2.747 | 2.781
7i | Offshore Wind
7j | Solar (PV)
7k | Biomass |  |  | 0.015 | 0.015 | 0.015 | 0.015 | 0.015 | 0.015 | 0 | 0 | 0 | 0 | 0 | 0 | 0 | 0 | 0 | 0 | 0 | 0 | 0
7l | other RES (apart from hydro, including tidal, wave, geothermal, waste renewable, CSP,…) |  |  | 0 | 0 | 0 | 0 | 0 | 0 | 0 | 0 | 0 | 0 | 0 | 0 | 0 | 0 | 0 | 0 | 0 | 0 | 0
7m | Hydro Run of River and Reservoir |  |  | 0.032 | 0.032 | 0.032 | 0.032 | 0.032 | 0.032 | 0.044 | 0.044 | 0.044 | 0.044 | 0.081 | 0.081 | 0.044 | 0.044 | 0.044 | 0.044 | 0.044 | 0.012 | 0
7n | Hydro pumping |  |  | 0.48 | 0.48 | 0.48 | 0.48 | 0.48 | 0.48 | 0.48 | 0.48 | 0.39 | 0.39 | 0.39 | 0.39 | 0.39 | 0.39 | 0.51 | 0.51 | 0.3 | 0.3 | 0.3
7o | Other non-RES (incl. not clearly identifiable energy sources)
PART B : DATA FOR NORMAL CONDITIONS
8 | Non-usable capacity at reference point (all power stations including mothballed, authorization & technical & legal constraints, energy source unavailability etc. ) |  |  | 8.6265 | 9.7544 | 9.4181 | 9.201 | 8.9702 | 7.9865 | 8.0463 | 8.0974 | 8.2392 | 8.5712 | 8.3421 | 8.4165 | 8.5569 | 8.6804 | 7.6268 | 7.8334 | 8.0945 | 8.4601 | 8.7197
8a | of which nuclear
8b | of which Lignite
8c | of which Hard Coal
8d | of which Gas
8e | of which Oil
8f | of which Oil Shale
8g | of which Fossil Peat
8h | of which onshore wind |  |  | 3.8288 | 4.9032 | 4.8359 | 4.7886 | 4.7255 | 4.188 | 4.1568 | 4.2135 | 4.2643 | 4.4559 | 3.9531 | 3.9905 | 4.0449 | 4.021 | 2.9716 | 3.028 | 3.0767 | 3.1886 | 3.2208
8i | of which offshore wind |  |  | 4.7977 | 4.8512 | 4.5822 | 4.4124 | 4.2447 | 3.7984 | 3.8895 | 3.8839 | 3.9749 | 4.1153 | 4.389 | 4.426 | 4.512 | 4.6594 | 4.6553 | 4.8054 | 5.0178 | 5.2715 | 5.4989
8j | of which Solar |  |  | 0 | 0 | 0 | 0 | 0 | 0 | 0 | 0 | 0 | 0 | 0 | 0 | 0 | 0 | 0 | 0 | 0 | 0 | 0
8k | of which Biomass
8l | of which other RES (apart from hydro)
8m | Hydro Run of River and Reservoir
8n | Hydro pumping
8o | of which other non-RES (incl. not clearly identifiable energy sources)
9 | Available capacity (9 = 6 - (7 + 8)) |  |  | 57.4805 | 57.5636 | 58.1019 | 59.012 | 60.0918 | 60.4945 | 59.5237 | 59.1576 | 59.7068 | 59.4018 | 58.4899 | 58.6045 | 57.7801 | 56.1676 | 56.4512 | 56.0316 | 57.8855 | 57.0699 | 50.7743
10 | Outages: average expected value (all power stations) |  |  | 3.3549 | 3.3399 | 3.3551 | 3.4162 | 3.4673 | 3.4672 | 3.3844 | 3.3562 | 3.4206 | 3.4235 | 3.3794 | 3.383 | 3.3329 | 3.2117 | 3.2638 | 3.2674 | 3.4287 | 3.3822 | 3.002
11 | System services reserve (one hour ahead of real time) |  |  | 0.9 | 0.9 | 0.9 | 0.9 | 0.9 | 0.9 | 0.9 | 0.9 | 0.9 | 0.9 | 0.9 | 0.9 | 0.9 | 0.9 | 0.9 | 0.9 | 0.9 | 0.9 | 0.9
12 | Reliably available capacity (12 = 9 - (10 + 11)) |  |  | 53.2256 | 53.3236 | 53.8468 | 54.6958 | 55.7245 | 56.1274 | 55.2393 | 54.9014 | 55.3862 | 55.0783 | 54.2105 | 54.3215 | 53.5472 | 52.0559 | 52.2874 | 51.8642 | 53.5567 | 52.7877 | 46.8722
13 | Demand at reference point in time |  |  | 45.05 | 45.75 | 46.35 | 46.05 | 43.35 | 44.15 | 45.85 | 45.95 | 45.55 | 45.55 | 45.05 | 44.25 | 43.45 | 43.05 | 42.35 | 41.35 | 40.15 | 38.65 | 39.65
13b | Population average daily (24h) temperature (degrees Celsius) |  |  | 6.5241 | 5.9816 | 5.5669 | 5.3024 | 5.2123 | 5.2862 | 5.0079 | 4.9821 | 4.9467 | 4.9278 | 4.9463 | 5.0184 | 5.1557 | 5.3659 | 5.6074 | 5.9617 | 6.3925 | 6.896 | 7.466
14a | Load reduction / demand side response available at reference point in time |  |  | 0 | 0 | 0 | 0 | 0 | 0 | 0 | 0 | 0 | 0 | 0 | 0 | 0 | 0 | 0 | 0 | 0 | 0 | 0
14b | Strategic reserves available at reference point in time |  |  | 0 | 0 | 0 | 0 | 0 | 0 | 0 | 0 | 0 | 0 | 0 | 0 | 0 | 0 | 0 | 0 | 0 | 0 | 0
15 | Net weekly load at reference point in time (15 = 13-14a) |  |  | 45.05 | 45.75 | 46.35 | 46.05 | 43.35 | 44.15 | 45.85 | 45.95 | 45.55 | 45.55 | 45.05 | 44.25 | 43.45 | 43.05 | 42.35 | 41.35 | 40.15 | 38.65 | 39.65
16 | Remaining capacity at reference point in time (16 = 12- 15) |  |  | 8.1756 | 7.5736 | 7.4968 | 8.6458 | 12.3745 | 11.9774 | 9.3893 | 8.9514 | 9.8362 | 9.5283 | 9.1605 | 10.0715 | 10.0972 | 9.0059 | 9.9374 | 10.5142 | 13.4067 | 14.1377 | 7.2222
B1 | Weekly peak load (unrestricted reference point in time) |  |  | 45.05 | 45.75 | 46.35 | 46.05 | 43.35 | 44.15 | 45.85 | 45.95 | 45.55 | 45.55 | 45.05 | 44.25 | 43.45 | 43.05 | 42.35 | 41.35 | 40.15 | 38.65 | 39.65
B2 | Daily hour of expected weekly peak load (CET for winter, but CEST for last week; CEST for summer) |  |  | 19 | 19 | 19 | 19 | 19 | 19 | 19 | 19 | 19 | 19 | 19 | 19 | 19 | 19 | 19 | 19 | 19 | 19 | 19
PART C : DATA FOR SEVERE CONDITIONS
17 | Non-usable capacity at reference point (all power stations including mothballed, authorization & technical & legal constraints, energy source unavailability etc. ) |  |  | 12.7159 | 14.0663 | 14.0525 | 14.0584 | 14.0157 | 13.4143 | 13.3886 | 13.5221 | 13.7619 | 13.8936 | 13.1965 | 13.1598 | 13.1747 | 13.1349 | 11.6898 | 11.7446 | 11.7245 | 11.8304 | 11.8143
17a | of which nuclear
17b | of which Lignite
17c | of which Hard Coal
17d | of which Gas
17e | of which Oil
17f | of which Oil Shale
17g | of which Fossil Peat
17h | of which onshore wind |  |  | 4.7685 | 6.1711 | 6.1558 | 6.1982 | 6.208 | 5.6385 | 5.6665 | 5.7009 | 5.8625 | 5.9157 | 5.1975 | 5.1891 | 5.2057 | 5.1848 | 3.8008 | 3.8059 | 3.7773 | 3.8462 | 3.8245
17i | of which offshore wind |  |  | 7.9474 | 7.8952 | 7.8967 | 7.8603 | 7.8077 | 7.7758 | 7.7221 | 7.8212 | 7.8994 | 7.9779 | 7.9991 | 7.9707 | 7.969 | 7.95 | 7.889 | 7.9387 | 7.9472 | 7.9842 | 7.9898
17j | of which Solar |  |  | 0 | 0 | 0 | 0 | 0 | 0 | 0 | 0 | 0 | 0 | 0 | 0 | 0 | 0 | 0 | 0 | 0 | 0 | 0
17k | of which Biomass
17l | of which other RES (apart from hydro)
17m | Hydro Run of River and Reservoir
17n | Hydro pumping
17o | of which other non-RES (incl. not clearly identifiable energy sources)
18 | Available capacity (18 = 6 - (7 + 17)) |  |  | 53.3911 | 53.2517 | 53.4675 | 54.1546 | 55.0463 | 55.0667 | 54.1814 | 53.7329 | 54.1841 | 54.0794 | 53.6355 | 53.8612 | 53.1623 | 51.7131 | 52.3882 | 52.1204 | 54.2555 | 53.6996 | 47.6797
19 | Outages: average expected value (all power stations) under SEVERE conditions |  |  | 4.4097 | 4.3897 | 4.4089 | 4.4825 | 4.5501 | 4.55 | 4.449 | 4.4145 | 4.4895 | 4.4929 | 4.4408 | 4.4483 | 4.3845 | 4.2335 | 4.2989 | 4.2983 | 4.5025 | 4.4456 | 3.9454
20 | System services reserve (one hour ahead of real time) under SEVERE conditions |  |  | 0 | 0 | 0 | 0 | 0 | 0 | 0 | 0 | 0 | 0 | 0 | 0 | 0 | 0 | 0 | 0 | 0 | 0 | 0
21 | Reliably available capacity under SEVERE conditions (21 = 18 - (19 + 20)) |  |  | 48.9814 | 48.862 | 49.0586 | 49.6721 | 50.4961 | 50.5167 | 49.7323 | 49.3184 | 49.6946 | 49.5865 | 49.1946 | 49.4129 | 48.7778 | 47.4797 | 48.0893 | 47.8221 | 49.753 | 49.254 | 43.7342
22 | Demand at reference point in time under SEVERE conditions (one in 20 year) |  |  | 46.55 | 47.25 | 47.85 | 47.55 | 44.85 | 45.65 | 47.35 | 47.45 | 47.05 | 47.05 | 46.55 | 45.75 | 44.95 | 44.55 | 43.85 | 42.85 | 41.65 | 40.15 | 41.15
23a | Load reduction / demand side response available at reference point in time under SEVERE conditions |  |  | 2.6 | 2.6 | 2.6 | 2.6 | 0 | 0 | 2.6 | 2.6 | 2.6 | 2.6 | 2.6 | 2.6 | 2.6 | 2.6 | 0 | 0 | 0 | 0 | 0
23b | Strategic reserves available at reference point in time under SEVERE conditions |  |  | 0 | 0 | 0 | 0 | 0 | 0 | 0 | 0 | 0 | 0 | 0 | 0 | 0 | 0 | 0 | 0 | 0 | 0 | 0
24 | Net weekly peak load for SEVERE conditions (24 = 22-23a) |  |  | 43.95 | 44.65 | 45.25 | 44.95 | 44.85 | 45.65 | 44.75 | 44.85 | 44.45 | 44.45 | 43.95 | 43.15 | 42.35 | 41.95 | 43.85 | 42.85 | 41.65 | 40.15 | 41.15
25 | Remaining capacity for SEVERE conditions (25 = 21-24) |  |  | 5.0314 | 4.212 | 3.8086 | 4.7221 | 5.6461 | 4.8667 | 4.9823 | 4.4684 | 5.2446 | 5.1365 | 5.2446 | 6.2629 | 6.4278 | 5.5297 | 4.2393 | 4.9721 | 8.103 | 9.104 | 2.5842
C1 | Weekly peak load under SEVERE conditions (unrestricted reference point in time) |  |  | 46.55 | 47.25 | 47.85 | 47.55 | 44.85 | 45.65 | 47.35 | 47.45 | 47.05 | 47.05 | 46.55 | 45.75 | 44.95 | 44.55 | 43.85 | 42.85 | 41.65 | 40.15 | 41.15
C2 | Daily hour of expected weekly peak load (CET for winter, but CEST for last week; CEST for summer) |  |  | 19 | 19 | 19 | 19 | 19 | 19 | 19 | 19 | 19 | 19 | 19 | 19 | 19 | 19 | 19 | 19 | 19 | 19 | 19
PART D: ADDITIONAL INFORMATION FOR INTERCONNECTORS (at synchronous peak)
31 | Simultaneous importable capacity |  | From | 5 | 5 | 5 | 5 | 5 | 5 | 5 | 5 | 5 | 5 | 5 | 5 | 5 | 5 | 5 | 5 | 5 | 4.5 | 4
32 | Simultaneous exportable capacity |  | To | 5 | 5 | 5 | 5 | 5 | 5 | 5 | 5 | 5 | 5 | 5 | 5 | 5 | 5 | 5 | 5 | 5 | 4.5 | 4
| The off-peak dates are related to Sunday of each week |  |  | 2019-12-01 | 2019-12-08 | 2019-12-15 | 2019-12-22 | 2019-12-29 | 2020-01-05 | 2020-01-12 | 2020-01-19 | 2020-01-26 | 2020-02-02 | 2020-02-09 | 2020-02-16 | 2020-02-23 | 2020-03-01 | 2020-03-08 | 2020-03-15 | 2020-03-22 | 2020-03-29 | 2020-04-05
| WEEK |  |  | 48 | 49 | 50 | 51 | 52 | 1 | 2 | 3 | 4 | 5 | 6 | 7 | 8 | 9 | 10 | 11 | 12 | 13 | 14
| Time (CET for winter, but CEST for last week of winter; CEST for summer) |  |  | 5:00 | 5:00 | 5:00 | 5:00 | 5:00 | 5:00 | 5:00 | 5:00 | 5:00 | 5:00 | 5:00 | 5:00 | 5:00 | 5:00 | 5:00 | 5:00 | 5:00 | 5:00 | 5:00
PART E: ADDITIONAL INFORMATION FOR NIGHT MIN DEMAND CONDITIONS
33 | Weekly Minimum Demand (overnight valley minimum) |  |  | 23.1 | 23.5 | 23.6 | 22.9 | 20.3 | 22 | 23.6 | 23.7 | 23.7 | 24 | 23.9 | 23.7 | 23.5 | 23.3 | 22.9 | 22.5 | 22.1 | 22.4 | 22.1
34 | Must Run Generation (excluding wind/run of river) |  |  | 7.635 | 7.638 | 7.739 | 8.53 | 8.574 | 8.575 | 7.661 | 7.351 | 8.537 | 8.579 | 7.922 | 7.666 | 7.339 | 6.276 | 6.559 | 7.105 | 8.409 | 7.867 | 7.913
35 | Run of river generation (Must Run) |  |  | 0.3 | 0.3 | 0.3 | 0.3 | 0.3 | 0.3 | 0.3 | 0.3 | 0.3 | 0.3 | 0.3 | 0.3 | 0.3 | 0.3 | 0.3 | 0.3 | 0.3 | 0.3 | 0.3
36 | Downward balancing reserves (FCR, FRR) |  |  | 3.6 | 3.6 | 3.6 | 3.6 | 3.6 | 3.6 | 3.6 | 3.6 | 3.6 | 3.6 | 3.6 | 3.6 | 3.6 | 3.6 | 3.6 | 3.6 | 3.6 | 3.6 | 3.6
37 | Pumping Storage Capacity available (Power) |  |  | 1.9 | 1.9 | 1.9 | 1.9 | 1.9 | 1.9 | 1.9 | 1.9 | 1.9 | 1.9 | 1.9 | 1.9 | 1.9 | 1.9 | 1.9 | 1.9 | 1.9 | 1.9 | 1.9
38a | Highest expected onshore wind generation running |  |  | 4.3871 | 4.4973 | 4.6093 | 4.7015 | 4.8155 | 4.8389 | 4.8263 | 4.8196 | 4.8128 | 4.7446 | 4.7627 | 4.7163 | 4.6221 | 4.5325 | 4.4639 | 4.3579 | 4.2869 | 4.1215 | 3.8136
38b | Highest expected offshore wind generation running |  |  | 7.6298 | 7.6672 | 7.6966 | 7.731 | 7.7467 | 7.7661 | 7.7754 | 7.7557 | 7.7622 | 7.7501 | 7.7462 | 7.7189 | 7.6941 | 7.6683 | 7.6264 | 7.6077 | 7.5648 | 7.4583 | 7.3141
39 | DOWNWARD REGULATION CAPABILITIES: 39 = (33+37)-(34+35+36+38a+38b)) |  |  | 1.4481 | 1.6975 | 1.5551 | -0.062558 | -2.8361 | -1.18 | 1.3373 | 1.7737 | 0.58808 | 0.9263 | 1.469 | 1.5988 | 1.8448 | 2.8232 | 2.2507 | 1.4295 | -0.16071 | 0.95319 | 1.0593
PART Ebis: ADDITIONAL INFORMATION FOR INTERCONNECTORS
Transportable capacity at night minimum demand conditions (high wind conditions)
40 | Simultaneous importable capacity |  | From | 5 | 5 | 5 | 5 | 5 | 5 | 5 | 5 | 5 | 5 | 5 | 5 | 5 | 5 | 5 | 5 | 5 | 4.5 | 4
41 | Simultaneous exportable capacity |  | To | 5 | 5 | 5 | 5 | 5 | 5 | 5 | 5 | 5 | 5 | 5 | 5 | 5 | 5 | 5 | 5 | 5 | 4.5 | 4
| Time (CET for winter, but CEST for last week of winter; CEST for summer) |  |  | 11:00 | 11:00 | 11:00 | 11:00 | 11:00 | 11:00 | 11:00 | 11:00 | 11:00 | 11:00 | 11:00 | 11:00 | 11:00 | 11:00 | 11:00 | 11:00 | 11:00 | 11:00 | 11:00
PART F: ADDITIONAL INFORMATION FOR DAYTIME MIN DEMAND CONDITIONS
42 | Weekly Minimum Daytime Demand (Sunday low peak + solar) |  |  | 35.25 | 35.95 | 36.15 | 35.05 | 33.45 | 35.85 | 36.05 | 35.85 | 35.85 | 35.45 | 35.05 | 34.25 | 33.55 | 32.75 | 31.85 | 30.75 | 29.65 | 28.85 | 28.55
43 | Must Run Generation (excluding wind/PV/run of river) |  |  | 7.635 | 7.638 | 7.739 | 8.53 | 8.574 | 8.575 | 7.661 | 7.351 | 8.537 | 8.579 | 7.922 | 7.666 | 7.339 | 6.276 | 6.559 | 7.105 | 8.409 | 7.867 | 7.913
44 | Run of river generation (Must Run) |  |  | 0.3 | 0.3 | 0.3 | 0.3 | 0.3 | 0.3 | 0.3 | 0.3 | 0.3 | 0.3 | 0.3 | 0.3 | 0.3 | 0.3 | 0.3 | 0.3 | 0.3 | 0.3 | 0.3
45 | Downward balancing reserves (FCR, FRR) |  |  | 3.6 | 3.6 | 3.6 | 3.6 | 3.6 | 3.6 | 3.6 | 3.6 | 3.6 | 3.6 | 3.6 | 3.6 | 3.6 | 3.6 | 3.6 | 3.6 | 3.6 | 3.6 | 3.6
46 | Pumping Storage Capacity available (Power) |  |  | 1.9 | 1.9 | 1.9 | 1.9 | 1.9 | 1.9 | 1.9 | 1.9 | 1.9 | 1.9 | 1.9 | 1.9 | 1.9 | 1.9 | 1.9 | 1.9 | 1.9 | 1.9 | 1.9
47a | Highest expected onshore wind generation running |  |  | 4.4782 | 4.552 | 4.6362 | 4.717 | 4.7918 | 4.8128 | 4.805 | 4.8097 | 4.8237 | 4.7676 | 4.7895 | 4.7506 | 4.6177 | 4.5917 | 4.5751 | 4.4751 | 4.4347 | 4.277 | 3.9841
47b | Highest expected offshore wind generation running |  |  | 7.5685 | 7.5921 | 7.6405 | 7.7013 | 7.7264 | 7.7432 | 7.7461 | 7.7215 | 7.731 | 7.7158 | 7.7099 | 7.6952 | 7.6491 | 7.6397 | 7.6507 | 7.6435 | 7.5938 | 7.5154 | 7.3422
48 | Highest expected solar PV running |  |  | 0 | 0 | 0 | 0 | 0 | 0 | 0 | 0 | 0 | 0 | 0 | 0 | 0 | 0 | 0 | 0 | 0 | 0 | 0
49 | DOWNWARD REGULATION CAPABILITIES: 49 = (42+46)-(43+44+45+47a+47b+48a+48b) |  |  | 13.5683 | 14.1679 | 14.1343 | 12.1017 | 10.3579 | 12.719 | 13.838 | 13.9677 | 12.7583 | 12.3876 | 12.6286 | 12.1382 | 11.9441 | 12.2426 | 11.0651 | 9.5264 | 7.2124 | 7.1905 | 7.3107
PART Fbis: ADDITIONAL INFORMATION FOR INTERCONNECTORS
Transportable capacity at daytime minimum demand conditions (high wind and high solar conditions)
50 | Simultaneous importable capacity |  | From | 5 | 5 | 5 | 5 | 5 | 5 | 5 | 5 | 5 | 5 | 5 | 5 | 5 | 5 | 5 | 5 | 5 | 4.5 | 4
51 | Simultaneous exportable capacity |  | To | 5 | 5 | 5 | 5 | 5 | 5 | 5 | 5 | 5 | 5 | 5 | 5 | 5 | 5 | 5 | 5 | 5 | 4.5 | 4

## FR
Winter Outlook Report 2019/2020
| Power Data (all entries are assumed to be >0) |  |  |  |  | FR | [6 empty] | Heating if temperature below: | 17.8687 |  |  |  | Cooling if temperature above: | 22.8687
| (Net values in GW, at a synchronous time every week) |  |  |  |  | France | [6 empty] | Heating saturation temperature: | -10 |  |  |  | Cooling saturation temperature: | not detected
[13 empty] | Temperature sensitivity in heating [MW/ ͦC] | -2400 |  |  |  | Temperature sensitivity in cooling [MW/ ͦC] | 500
| The peak dates are related to Wednesday of each week |  |  | 2019-11-27 | 2019-12-04 | 2019-12-11 | 2019-12-18 | 2019-12-24 | 2019-12-31 | 2020-01-08 | 2020-01-15 | 2020-01-22 | 2020-01-29 | 2020-02-05 | 2020-02-12 | 2020-02-19 | 2020-02-26 | 2020-03-04 | 2020-03-11 | 2020-03-18 | 2020-03-25 | 2020-04-01
| WEEK |  |  | 48 | 49 | 50 | 51 | 52 | 1 | 2 | 3 | 4 | 5 | 6 | 7 | 8 | 9 | 10 | 11 | 12 | 13 | 14
| Time (CET for winter, but CEST last week; CEST for summer) |  |  | 19:00 | 19:00 | 19:00 | 19:00 | 19:00 | 19:00 | 19:00 | 19:00 | 19:00 | 19:00 | 19:00 | 19:00 | 19:00 | 19:00 | 19:00 | 19:00 | 19:00 | 19:00 | 19:00
Line | PART A : INDIGENOUS NATIONAL GENERATION | Severe conditions Average Forced Outage Rate | Normal conditions Average Forced Outage Rate
Net generating capacity:
1 | Nuclear Power | 0% | 0% | 63.13 | 63.13 | 63.13 | 63.13 | 63.13 | 63.13 | 63.13 | 63.13 | 63.13 | 63.13 | 63.13 | 63.13 | 63.13 | 63.13 | 63.13 | 63.13 | 63.13 | 63.13 | 63.13
2 | Fossil Fuels |  |  | 11.936 | 11.936 | 11.936 | 11.936 | 11.936 | 11.936 | 11.936 | 11.936 | 11.936 | 11.936 | 11.936 | 11.936 | 11.936 | 11.936 | 11.936 | 11.936 | 11.936 | 11.936 | 11.936
2a | of which Lignite | 0% | 0% | 0 | 0 | 0 | 0 | 0 | 0 | 0 | 0 | 0 | 0 | 0 | 0 | 0 | 0 | 0 | 0 | 0 | 0 | 0
2b | of which Hard Coal | 0% | 0% | 2.93 | 2.93 | 2.93 | 2.93 | 2.93 | 2.93 | 2.93 | 2.93 | 2.93 | 2.93 | 2.93 | 2.93 | 2.93 | 2.93 | 2.93 | 2.93 | 2.93 | 2.93 | 2.93
2c | of which Gas | 0% | 0% | 6.681 | 6.681 | 6.681 | 6.681 | 6.681 | 6.681 | 6.681 | 6.681 | 6.681 | 6.681 | 6.681 | 6.681 | 6.681 | 6.681 | 6.681 | 6.681 | 6.681 | 6.681 | 6.681
2d | of which Oil | 0% | 0% | 2.325 | 2.325 | 2.325 | 2.325 | 2.325 | 2.325 | 2.325 | 2.325 | 2.325 | 2.325 | 2.325 | 2.325 | 2.325 | 2.325 | 2.325 | 2.325 | 2.325 | 2.325 | 2.325
2e | of which Oil Shale | 0% | 0% | 0 | 0 | 0 | 0 | 0 | 0 | 0 | 0 | 0 | 0 | 0 | 0 | 0 | 0 | 0 | 0 | 0 | 0 | 0
2f | of which Fossil Peat | 0% | 0% | 0 | 0 | 0 | 0 | 0 | 0 | 0 | 0 | 0 | 0 | 0 | 0 | 0 | 0 | 0 | 0 | 0 | 0 | 0
3 | Renewable Energy Sources (other than hydro) |  |  | 24.36 | 24.36 | 24.36 | 24.36 | 24.36 | 24.36 | 24.36 | 24.36 | 24.36 | 24.36 | 24.36 | 24.36 | 24.36 | 24.36 | 24.36 | 24.36 | 24.36 | 24.36 | 24.36
3a | of which onshore wind | 0% | 0% | 14.95 | 14.95 | 14.95 | 14.95 | 14.95 | 14.95 | 14.95 | 14.95 | 14.95 | 14.95 | 14.95 | 14.95 | 14.95 | 14.95 | 14.95 | 14.95 | 14.95 | 14.95 | 14.95
3b | of which offshore wind | 0% | 0% | 0.2 | 0.2 | 0.2 | 0.2 | 0.2 | 0.2 | 0.2 | 0.2 | 0.2 | 0.2 | 0.2 | 0.2 | 0.2 | 0.2 | 0.2 | 0.2 | 0.2 | 0.2 | 0.2
3c | of which Solar (PV) | 0% | 0% | 8.8 | 8.8 | 8.8 | 8.8 | 8.8 | 8.8 | 8.8 | 8.8 | 8.8 | 8.8 | 8.8 | 8.8 | 8.8 | 8.8 | 8.8 | 8.8 | 8.8 | 8.8 | 8.8
3d | of which Biomass | 0% | 0% | 0.17 | 0.17 | 0.17 | 0.17 | 0.17 | 0.17 | 0.17 | 0.17 | 0.17 | 0.17 | 0.17 | 0.17 | 0.17 | 0.17 | 0.17 | 0.17 | 0.17 | 0.17 | 0.17
3e | of which other RES (e.g. tidal, wave, geothermal, RES waste, CSP) | 0% | 0% | 0.24 | 0.24 | 0.24 | 0.24 | 0.24 | 0.24 | 0.24 | 0.24 | 0.24 | 0.24 | 0.24 | 0.24 | 0.24 | 0.24 | 0.24 | 0.24 | 0.24 | 0.24 | 0.24
4a | Hydro Run of River and Reservoir | 0% | 0% | 18.6036 | 18.6036 | 18.6036 | 18.6036 | 18.6036 | 18.6036 | 18.6036 | 18.6036 | 18.6036 | 18.6036 | 18.6036 | 18.6036 | 18.6036 | 18.6036 | 18.6036 | 18.6036 | 18.6036 | 18.6036 | 18.6036
4b | Hydro pumping | 0% | 0% | 4.975 | 4.975 | 4.975 | 4.975 | 4.975 | 4.975 | 4.975 | 4.975 | 4.975 | 4.975 | 4.975 | 4.975 | 4.975 | 4.975 | 4.975 | 4.975 | 4.975 | 4.975 | 4.975
5 | Other non-RES (e.g. CHP non-renewable, waste non-renewable) | 0% | 0% | 5.158 | 5.158 | 5.158 | 5.158 | 5.158 | 5.158 | 5.158 | 5.158 | 5.158 | 5.158 | 5.158 | 5.158 | 5.158 | 5.158 | 5.158 | 5.158 | 5.158 | 5.158 | 5.158
6 | Total Net generating capacity (6 = 1+2+3+4a+4b+5) |  |  | 128.1626 | 128.1626 | 128.1626 | 128.1626 | 128.1626 | 128.1626 | 128.1626 | 128.1626 | 128.1626 | 128.1626 | 128.1626 | 128.1626 | 128.1626 | 128.1626 | 128.1626 | 128.1626 | 128.1626 | 128.1626 | 128.1626
7 | Maintenance & Overhauls (planned outages) |  |  | 7.1143 | 4.3984 | 3.4838 | 1.2447 | 1.2443 | 1.2495 | 1.2499 | 1.2445 | 2.1584 | 3.0458 | 3.0478 | 3.9698 | 5.2719 | 8.5312 | 9.4441 | 12.5677 | 14.0663 | 14.0708 | 12.3008
7a | Nuclear Power |  |  | 5.865 | 3.145 | 2.235 | 0 | 0 | 0 | 0 | 0 | 0.91 | 1.8 | 1.8 | 2.715 | 4.025 | 7.285 | 8.2 | 11.325 | 12.82 | 12.82 | 11.05
7b | Lignite
7c | Hard Coal |  |  | 0 | 0 | 0 | 0 | 0 | 0 | 0 | 0 | 0 | 0 | 0 | 0 | 0 | 0 | 0 | 0 | 0 | 0 | 0
7d | Gas |  |  | 0 | 0 | 0 | 0 | 0 | 0 | 0 | 0 | 0 | 0 | 0 | 0 | 0 | 0 | 0 | 0 | 0 | 0 | 0
7e | Oil |  |  | 1.2493 | 1.2534 | 1.2488 | 1.2447 | 1.2443 | 1.2495 | 1.2499 | 1.2445 | 1.2484 | 1.2458 | 1.2478 | 1.2548 | 1.2469 | 1.2462 | 1.2441 | 1.2427 | 1.2463 | 1.2508 | 1.2508
7f | Oil Shale
7g | Fossil Peat
7h | Onshore Wind
7i | Offshore Wind
7j | Solar (PV)
7k | Biomass
7l | other RES (apart from hydro, including tidal, wave, geothermal, waste renewable, CSP,…)
7m | Hydro Run of River and Reservoir
7n | Hydro pumping
7o | Other non-RES (incl. not clearly identifiable energy sources)
PART B : DATA FOR NORMAL CONDITIONS
8 | Non-usable capacity at reference point (all power stations including mothballed, authorization & technical & legal constraints, energy source unavailability etc. ) |  |  | 35.2177 | 35.4463 | 35.6733 | 36.2889 | 34.5154 | 31.8687 | 31.529 | 30.3853 | 30.3553 | 29.8195 | 29.3816 | 29.2 | 29.3687 | 30.7783 | 31.9138 | 32.9004 | 32.3467 | 32.3452 | 33.6995
8a | of which nuclear |  |  | 4.0787 | 4.5027 | 5.0118 | 5.7078 | 4.4712 | 3.7081 | 3.4656 | 3.3551 | 3.3237 | 3.196 | 3.3113 | 3.1049 | 2.5418 | 2.2804 | 2.2188 | 2.0401 | 1.6484 | 1.793 | 3.563
8b | of which Lignite
8c | of which Hard Coal |  |  | 0.71406 | 0.74619 | 0.74808 | 0.75616 | 0.74467 | 0.73168 | 0.74225 | 0.72079 | 0.76066 | 0.739 | 0.71799 | 0.73537 | 0.74372 | 0.72658 | 0.75257 | 0.73765 | 0.75904 | 0.72946 | 0.72946
8d | of which Gas |  |  | 0.33906 | 0.35099 | 0.36046 | 0.35757 | 0.3354 | 0.35343 | 0.3477 | 0.35146 | 0.32275 | 0.33009 | 0.34887 | 0.35242 | 0.33489 | 0.3197 | 0.3422 | 0.35216 | 0.35043 | 0.34916 | 0.34916
8e | of which Oil
8f | of which Oil Shale
8g | of which Fossil Peat
8h | of which onshore wind |  |  | 12.0283 | 12.4028 | 12.4378 | 12.4812 | 12.0571 | 10.3198 | 10.1753 | 9.1932 | 9.176 | 8.8527 | 8.3617 | 8.3617 | 9.1047 | 10.9628 | 10.9118 | 11.6926 | 11.9175 | 11.8545 | 12.4852
8i | of which offshore wind |  |  | 0.11757 | 0.1335 | 0.14214 | 0.15411 | 0.15411 | 0.095456 | 0.096743 | 0.060506 | 0.070877 | 0.073647 | 0.070754 | 0.076789 | 0.086771 | 0.11163 | 0.11658 | 0.12757 | 0.13196 | 0.12775 | 0.13945
8j | of which Solar |  |  | 8.8 | 8.8 | 8.8 | 8.8 | 8.8 | 8.8 | 8.8 | 8.8 | 8.8 | 8.8 | 8.7988 | 8.7936 | 8.7787 | 8.7482 | 8.7195 | 8.6089 | 8.5459 | 8.4938 | 7.4363
8k | of which Biomass
8l | of which other RES (apart from hydro)
8m | Hydro Run of River and Reservoir
8n | Hydro pumping |  |  | 7.645 | 7.015 | 6.678 | 6.537 | 6.458 | 6.5703 | 6.6114 | 6.7134 | 6.7104 | 6.637 | 6.5812 | 6.5842 | 6.5872 | 6.438 | 6.9395 | 7.0385 | 7.0435 | 7.0475 | 7.047
8o | of which other non-RES (incl. not clearly identifiable energy sources) |  |  | 1.495 | 1.495 | 1.495 | 1.495 | 1.495 | 1.29 | 1.29 | 1.191 | 1.191 | 1.191 | 1.191 | 1.191 | 1.191 | 1.191 | 1.913 | 2.303 | 1.95 | 1.95 | 1.95
9 | Available capacity (9 = 6 - (7 + 8)) |  |  | 85.8306 | 88.3179 | 89.0055 | 90.6291 | 92.4029 | 95.0444 | 95.3838 | 96.5328 | 95.6489 | 95.2974 | 95.7332 | 94.9929 | 93.522 | 88.8532 | 86.8047 | 82.6945 | 81.7496 | 81.7467 | 82.1623
10 | Outages: average expected value (all power stations) |  |  | 0 | 0 | 0 | 0 | 0 | 0 | 0 | 0 | 0 | 0 | 0 | 0 | 0 | 0 | 0 | 0 | 0 | 0 | 0
11 | System services reserve (one hour ahead of real time) |  |  | 1.85 | 1.85 | 1.85 | 1.85 | 1.85 | 1.85 | 1.85 | 1.85 | 1.85 | 1.85 | 1.85 | 1.85 | 1.85 | 1.85 | 1.85 | 1.85 | 1.85 | 1.85 | 1.85
12 | Reliably available capacity (12 = 9 - (10 + 11)) |  |  | 83.9806 | 86.4679 | 87.1555 | 88.7791 | 90.5529 | 93.1944 | 93.5338 | 94.6828 | 93.7989 | 93.4474 | 93.8832 | 93.1429 | 91.672 | 87.0032 | 84.9547 | 80.8445 | 79.8996 | 79.8967 | 80.3123
13 | Demand at reference point in time |  |  | 76.3374 | 77.5513 | 79.8054 | 78.5874 | 73.9604 | 81.2296 | 82.1558 | 81.9759 | 80.4652 | 80.3441 | 79.5345 | 77.3935 | 76.2877 | 74.7575 | 70.5133 | 65.2672 | 63.1373 | 61.1304 | 58.8076
13b | Population average daily (24h) temperature (degrees Celsius) |  |  | 7.0832 | 6.21 | 5.52 | 5.1 | 5 | 5 | 4.9934 | 4.9961 | 5.0457 | 5.1561 | 5.3376 | 5.5974 | 5.9394 | 6.365 | 6.7956 | 7.3719 | 8.0228 | 8.7417 | 9.52
14a | Load reduction / demand side response available at reference point in time |  |  | 1.8 | 1.8 | 1.8 | 1.8 | 1.8 | 1.8 | 1.8 | 1.8 | 1.8 | 1.8 | 1.8 | 1.8 | 1.8 | 1.8 | 1.8 | 1.8 | 1.8 | 1.8 | 1.8
14b | Strategic reserves available at reference point in time
15 | Net weekly load at reference point in time (15 = 13-14a) |  |  | 74.5374 | 75.7513 | 78.0054 | 76.7874 | 72.1604 | 79.4296 | 80.3558 | 80.1759 | 78.6652 | 78.5441 | 77.7345 | 75.5935 | 74.4877 | 72.9575 | 68.7133 | 63.4672 | 61.3373 | 59.3304 | 57.0076
16 | Remaining capacity at reference point in time (16 = 12- 15) |  |  | 9.4432 | 10.7167 | 9.1501 | 11.9917 | 18.3925 | 13.7648 | 13.178 | 14.5069 | 15.1336 | 14.9032 | 16.1488 | 17.5494 | 17.1843 | 14.0457 | 16.2414 | 17.3773 | 18.5623 | 20.5663 | 23.3047
B1 | Weekly peak load (unrestricted reference point in time) |  |  | 76.3374 | 77.5513 | 79.8054 | 78.5874 | 73.9604 | 81.2296 | 82.1558 | 81.9759 | 80.4652 | 80.3441 | 79.5345 | 77.3935 | 76.2877 | 74.7575 | 70.5133 | 65.2672 | 63.1373 | 61.1304 | 58.8076
B2 | Daily hour of expected weekly peak load (CET for winter, but CEST for last week; CEST for summer) |  |  | 19 | 19 | 19 | 19 | 19 | 19 | 19 | 19 | 19 | 19 | 19 | 19 | 19 | 19 | 19 | 19 | 19 | 19 | 19
PART C : DATA FOR SEVERE CONDITIONS
17 | Non-usable capacity at reference point (all power stations including mothballed, authorization & technical & legal constraints, energy source unavailability etc. ) |  |  | 37.4496 | 37.5723 | 37.7598 | 38.4145 | 37.0451 | 36.0597 | 36.0896 | 35.9576 | 35.9344 | 35.7191 | 35.2042 | 34.7635 | 34.1929 | 33.7581 | 34.9366 | 35.0943 | 34.6986 | 34.6405 | 35.759
17a | of which nuclear |  |  | 4.0787 | 4.5027 | 5.0118 | 5.7078 | 4.4712 | 3.7081 | 3.4656 | 3.3551 | 3.3237 | 3.196 | 3.3113 | 3.1049 | 2.5418 | 2.2804 | 2.2188 | 2.0401 | 1.6484 | 1.793 | 3.563
17b | of which Lignite
17c | of which Hard Coal |  |  | 0.71406 | 0.74619 | 0.74808 | 0.75616 | 0.74467 | 0.73168 | 0.74225 | 0.72079 | 0.76066 | 0.739 | 0.71799 | 0.73537 | 0.74372 | 0.72658 | 0.75257 | 0.73765 | 0.75904 | 0.72946 | 0.72946
17d | of which Gas |  |  | 0.33906 | 0.35099 | 0.36046 | 0.35757 | 0.3354 | 0.35343 | 0.3477 | 0.35146 | 0.32275 | 0.33009 | 0.34887 | 0.35242 | 0.33489 | 0.3197 | 0.3422 | 0.35216 | 0.35043 | 0.34916 | 0.34916
17e | of which Oil
17f | of which Oil Shale
17g | of which Fossil Peat
17h | of which onshore wind |  |  | 14.1908 | 14.4738 | 14.4738 | 14.5664 | 14.5463 | 14.4122 | 14.6377 | 14.6343 | 14.6343 | 14.6343 | 14.0769 | 13.8084 | 13.8084 | 13.8209 | 13.8102 | 13.6936 | 14.0588 | 13.9929 | 14.1841
17i | of which offshore wind |  |  | 0.18693 | 0.18856 | 0.19263 | 0.19458 | 0.19458 | 0.19412 | 0.19497 | 0.19162 | 0.19162 | 0.19162 | 0.17698 | 0.18734 | 0.18734 | 0.18953 | 0.184 | 0.18285 | 0.18612 | 0.1868 | 0.18931
17j | of which Solar |  |  | 8.8 | 8.8 | 8.8 | 8.8 | 8.8 | 8.8 | 8.8 | 8.8 | 8.8 | 8.8 | 8.8 | 8.8 | 8.7986 | 8.7921 | 8.7764 | 8.7465 | 8.7024 | 8.5918 | 7.747
17k | of which Biomass
17l | of which other RES (apart from hydro)
17m | Hydro Run of River and Reservoir
17n | Hydro pumping |  |  | 7.645 | 7.015 | 6.678 | 6.537 | 6.458 | 6.5703 | 6.6114 | 6.7134 | 6.7104 | 6.637 | 6.5812 | 6.5842 | 6.5872 | 6.438 | 6.9395 | 7.0385 | 7.0435 | 7.0475 | 7.047
17o | of which other non-RES (incl. not clearly identifiable energy sources) |  |  | 1.495 | 1.495 | 1.495 | 1.495 | 1.495 | 1.29 | 1.29 | 1.191 | 1.191 | 1.191 | 1.191 | 1.191 | 1.191 | 1.191 | 1.913 | 2.303 | 1.95 | 1.95 | 1.95
18 | Available capacity (18 = 6 - (7 + 17)) |  |  | 83.5988 | 86.1919 | 86.919 | 88.5034 | 89.8732 | 90.8534 | 90.8231 | 90.9605 | 90.0698 | 89.3978 | 89.9106 | 89.4293 | 88.6978 | 85.8733 | 83.782 | 80.5006 | 79.3977 | 79.4513 | 80.1028
19 | Outages: average expected value (all power stations) under SEVERE conditions |  |  | 0 | 0 | 0 | 0 | 0 | 0 | 0 | 0 | 0 | 0 | 0 | 0 | 0 | 0 | 0 | 0 | 0 | 0 | 0
20 | System services reserve (one hour ahead of real time) under SEVERE conditions |  |  | 1.85 | 1.85 | 1.85 | 1.85 | 1.85 | 1.85 | 1.85 | 1.85 | 1.85 | 1.85 | 1.85 | 1.85 | 1.85 | 1.85 | 1.85 | 1.85 | 1.85 | 1.85 | 1.85
21 | Reliably available capacity under SEVERE conditions (21 = 18 - (19 + 20)) |  |  | 81.7488 | 84.3419 | 85.069 | 86.6534 | 88.0232 | 89.0034 | 88.9731 | 89.1105 | 88.2198 | 87.5478 | 88.0606 | 87.5793 | 86.8478 | 84.0233 | 81.932 | 78.6506 | 77.5477 | 77.6013 | 78.2528
22 | Demand at reference point in time under SEVERE conditions (one in 20 year) |  |  | 86.4755 | 86.5991 | 89.2662 | 89.2696 | 85.34 | 93.3557 | 97.3013 | 95.547 | 91.0258 | 89.9105 | 90.9695 | 89.2398 | 88.9719 | 85.8855 | 81.59 | 76.0358 | 72.5602 | 69.7034 | 66.5806
23a | Load reduction / demand side response available at reference point in time under SEVERE conditions |  |  | 1.8 | 1.8 | 1.8 | 1.8 | 1.8 | 1.8 | 1.8 | 1.8 | 1.8 | 1.8 | 1.8 | 1.8 | 1.8 | 1.8 | 1.8 | 1.8 | 1.8 | 1.8 | 1.8
23b | Strategic reserves available at reference point in time under SEVERE conditions
24 | Net weekly peak load for SEVERE conditions (24 = 22-23a) |  |  | 84.6755 | 84.7991 | 87.4663 | 87.4696 | 83.54 | 91.5557 | 95.5013 | 93.747 | 89.2258 | 88.1105 | 89.1695 | 87.4398 | 87.1719 | 84.0855 | 79.79 | 74.2358 | 70.7602 | 67.9034 | 64.7806
25 | Remaining capacity for SEVERE conditions (25 = 21-24) |  |  | -2.9267 | -0.45722 | -2.3972 | -0.81618 | 4.4832 | -2.5523 | -6.5282 | -4.6365 | -1.006 | -0.56271 | -1.1089 | 0.13948 | -0.32413 | -0.062194 | 2.1421 | 4.4148 | 6.7875 | 9.698 | 13.4722
C1 | Weekly peak load under SEVERE conditions (unrestricted reference point in time) |  |  | 86.4755 | 86.5991 | 89.2662 | 89.2696 | 85.34 | 93.3557 | 97.3013 | 95.547 | 91.0258 | 89.9105 | 90.9695 | 89.2398 | 88.9719 | 85.8855 | 81.59 | 76.0358 | 72.5602 | 69.7034 | 66.5806
C2 | Daily hour of expected weekly peak load (CET for winter, but CEST for last week; CEST for summer) |  |  | 19 | 19 | 19 | 19 | 19 | 19 | 19 | 19 | 19 | 19 | 19 | 19 | 19 | 19 | 19 | 19 | 19 | 19 | 19
PART D: ADDITIONAL INFORMATION FOR INTERCONNECTORS (at synchronous peak)
31 | Simultaneous importable capacity |  | From | 10.9 | 10.9 | 10.9 | 10.9 | 10.9 | 10.9 | 10.9 | 10.9 | 10.9 | 10.9 | 10.9 | 10.9 | 10.9 | 10.9 | 10.9 | 10.9 | 10.9 | 10.9 | 10.9
32 | Simultaneous exportable capacity |  | To | 14.9 | 14.9 | 14.9 | 14.9 | 14.9 | 14.9 | 14.9 | 14.9 | 14.9 | 14.9 | 14.9 | 14.9 | 14.9 | 14.9 | 14.9 | 14.9 | 14.9 | 14.9 | 14.9
| The off-peak dates are related to Sunday of each week |  |  | 2019-12-01 | 2019-12-08 | 2019-12-15 | 2019-12-22 | 2019-12-29 | 2020-01-05 | 2020-01-12 | 2020-01-19 | 2020-01-26 | 2020-02-02 | 2020-02-09 | 2020-02-16 | 2020-02-23 | 2020-03-01 | 2020-03-08 | 2020-03-15 | 2020-03-22 | 2020-03-29 | 2020-04-05
| WEEK |  |  | 48 | 49 | 50 | 51 | 52 | 1 | 2 | 3 | 4 | 5 | 6 | 7 | 8 | 9 | 10 | 11 | 12 | 13 | 14
| Time (CET for winter, but CEST for last week of winter; CEST for summer) |  |  | 5:00 | 5:00 | 5:00 | 5:00 | 5:00 | 5:00 | 5:00 | 5:00 | 5:00 | 5:00 | 5:00 | 5:00 | 5:00 | 5:00 | 5:00 | 5:00 | 5:00 | 5:00 | 5:00
PART E: ADDITIONAL INFORMATION FOR NIGHT MIN DEMAND CONDITIONS
33 | Weekly Minimum Demand (overnight valley minimum) |  |  | 44.7629 | 44.9804 | 45.6425 | 44.961 | 45.3808 | 48.2247 | 47.5397 | 47.8399 | 48.8535 | 49.3648 | 48.5406 | 47.0628 | 47.0919 | 44.8576 | 43.0757 | 40.0292 | 40.63 | 39.4033 | 38.7983
34 | Must Run Generation (excluding wind/run of river) |  |  | 17.769 | 17.9435 | 18.3847 | 18.5528 | 18.5472 | 18.5683 | 18.5701 | 18.3833 | 18.2032 | 18.1876 | 18.0086 | 17.6796 | 16.9425 | 16.7683 | 16.036 | 15.6647 | 15.6716 | 13.6891 | 11.557
35 | Run of river generation (Must Run) |  |  | 4.201 | 4.64 | 4.64 | 4.64 | 4.64 | 4.574 | 4.574 | 4.574 | 4.574 | 4.574 | 4.743 | 4.743 | 4.743 | 4.743 | 4.844 | 4.844 | 4.844 | 4.844 | 4.844
36 | Downward balancing reserves (FCR, FRR) |  |  | 1.75 | 1.75 | 1.75 | 1.75 | 1.75 | 1.75 | 1.75 | 1.75 | 1.75 | 1.75 | 1.75 | 1.75 | 1.75 | 1.75 | 1.75 | 1.75 | 1.75 | 1.75 | 1.75
37 | Pumping Storage Capacity available (Power) |  |  | 3.485 | 3.485 | 3.485 | 3.485 | 3.485 | 3.69 | 3.69 | 3.789 | 3.789 | 3.789 | 3.789 | 3.789 | 3.789 | 3.789 | 3.067 | 2.677 | 3.03 | 3.03 | 3.03
38a | Highest expected onshore wind generation running |  |  | 10.4441 | 6.533 | 5.8855 | 8.0723 | 9.1551 | 9.4327 | 9.4327 | 10.2506 | 10.6281 | 10.6281 | 10.6281 | 10.6551 | 10.1827 | 9.757 | 9.4096 | 9.4746 | 8.8965 | 8.5992 | 8.5992
38b | Highest expected offshore wind generation running |  |  | 0.18155 | 0.14616 | 0.12833 | 0.18725 | 0.18786 | 0.18786 | 0.18786 | 0.18678 | 0.18468 | 0.18606 | 0.18794 | 0.188 | 0.18857 | 0.18813 | 0.18813 | 0.18802 | 0.18102 | 0.16566 | 0.16583
39 | DOWNWARD REGULATION CAPABILITIES: 39 = (33+37)-(34+35+36+38a+38b)) |  |  | 13.9022 | 17.4527 | 18.339 | 15.2437 | 14.5857 | 17.4018 | 16.7151 | 16.4842 | 17.3024 | 17.8279 | 17.0119 | 15.836 | 17.074 | 15.4401 | 13.915 | 10.7848 | 12.3169 | 13.3854 | 14.9122
PART Ebis: ADDITIONAL INFORMATION FOR INTERCONNECTORS
Transportable capacity at night minimum demand conditions (high wind conditions)
40 | Simultaneous importable capacity |  | From | 11.3 | 11.3 | 11.3 | 11.3 | 11.3 | 11.3 | 11.3 | 11.3 | 11.3 | 11.3 | 11.3 | 11.3 | 11.3 | 11.3 | 11.3 | 11.3 | 11.3 | 11.3 | 11.3
41 | Simultaneous exportable capacity |  | To | 14.7 | 14.7 | 14.7 | 14.7 | 14.7 | 14.7 | 14.7 | 14.7 | 14.7 | 14.7 | 14.7 | 14.7 | 14.7 | 14.7 | 14.7 | 14.7 | 14.7 | 14.7 | 14.7
| Time (CET for winter, but CEST for last week of winter; CEST for summer) |  |  | 11:00 | 11:00 | 11:00 | 11:00 | 11:00 | 11:00 | 11:00 | 11:00 | 11:00 | 11:00 | 11:00 | 11:00 | 11:00 | 11:00 | 11:00 | 11:00 | 11:00 | 11:00 | 11:00
PART F: ADDITIONAL INFORMATION FOR DAYTIME MIN DEMAND CONDITIONS
42 | Weekly Minimum Daytime Demand (Sunday low peak + solar) |  |  | 53.7531 | 55.4261 | 55.2797 | 51.8079 | 52.882 | 54.3336 | 57.1446 | 56.8523 | 57.6613 | 57.6101 | 56.4699 | 54.3486 | 54.0984 | 52.4474 | 50.0972 | 46.4594 | 46.6782 | 48.3168 | 46.4153
43 | Must Run Generation (excluding wind/PV/run of river) |  |  | 17.769 | 17.9435 | 18.3847 | 18.5528 | 18.5472 | 18.5683 | 18.5701 | 18.3833 | 18.2032 | 18.1876 | 18.0086 | 17.6796 | 16.9425 | 16.7683 | 16.036 | 15.6647 | 15.6716 | 13.6891 | 11.557
44 | Run of river generation (Must Run) |  |  | 4.201 | 4.64 | 4.64 | 4.64 | 4.64 | 4.574 | 4.574 | 4.574 | 4.574 | 4.574 | 4.743 | 4.743 | 4.743 | 4.743 | 4.844 | 4.844 | 4.844 | 4.844 | 4.844
45 | Downward balancing reserves (FCR, FRR) |  |  | 1.75 | 1.75 | 1.75 | 1.75 | 1.75 | 1.75 | 1.75 | 1.75 | 1.75 | 1.75 | 1.75 | 1.75 | 1.75 | 1.75 | 1.75 | 1.75 | 1.75 | 1.75 | 1.75
46 | Pumping Storage Capacity available (Power) |  |  | 3.485 | 3.485 | 3.485 | 3.485 | 3.485 | 3.69 | 3.69 | 3.789 | 3.789 | 3.789 | 3.789 | 3.789 | 3.789 | 3.789 | 3.067 | 2.677 | 3.03 | 3.03 | 3.03
47a | Highest expected onshore wind generation running |  |  | 10.2437 | 5.3905 | 5.0167 | 7.2658 | 9.1418 | 9.1556 | 9.1556 | 10.232 | 10.6857 | 10.6857 | 10.6857 | 10.1423 | 9.4612 | 9.5293 | 9.5063 | 9.6493 | 9.5397 | 7.0953 | 7.0953
47b | Highest expected offshore wind generation running |  |  | 0.18306 | 0.14116 | 0.11355 | 0.18535 | 0.18737 | 0.18737 | 0.18737 | 0.18708 | 0.18909 | 0.18716 | 0.18716 | 0.18623 | 0.18521 | 0.1844 | 0.1844 | 0.18412 | 0.17836 | 0.17303 | 0.17303
48 | Highest expected solar PV running |  |  | 2.5434 | 2.5434 | 2.363 | 2.227 | 2.227 | 2.2233 | 2.2621 | 2.0076 | 2.2465 | 2.317 | 2.7155 | 2.8797 | 3.0036 | 3.8409 | 3.9283 | 3.989 | 3.989 | 3.0976 | 3.3167
49 | DOWNWARD REGULATION CAPABILITIES: 49 = (42+46)-(43+44+45+47a+47b+48a+48b) |  |  | 20.548 | 26.5026 | 26.4968 | 20.6719 | 19.8737 | 21.565 | 24.3355 | 23.5074 | 23.8018 | 23.6977 | 22.1689 | 20.7568 | 21.8018 | 19.4205 | 16.9152 | 13.0553 | 13.7354 | 20.6979 | 20.7093
PART Fbis: ADDITIONAL INFORMATION FOR INTERCONNECTORS
Transportable capacity at daytime minimum demand conditions (high wind and high solar conditions)
50 | Simultaneous importable capacity |  | From | 11.3 | 11.3 | 11.3 | 11.3 | 11.3 | 11.3 | 11.3 | 11.3 | 11.3 | 11.3 | 11.3 | 11.3 | 11.3 | 11.3 | 11.3 | 11.3 | 11.3 | 11.3 | 11.3
51 | Simultaneous exportable capacity |  | To | 14.7 | 14.7 | 14.7 | 14.7 | 14.7 | 14.7 | 14.7 | 14.7 | 14.7 | 14.7 | 14.7 | 14.7 | 14.7 | 14.7 | 14.7 | 14.7 | 14.7 | 14.7 | 14.7

## FI
Winter Outlook Report 2019/2020
| Power Data (all entries are assumed to be >0) |  |  |  |  | FI | [6 empty] | Heating if temperature below: | 15.1181 |  |  |  | Cooling if temperature above: | not detected
| (Net values in GW, at a synchronous time every week) |  |  |  |  | Finland | [6 empty] | Heating saturation temperature: | -10 |  |  |  | Cooling saturation temperature: | not detected
[13 empty] | Temperature sensitivity in heating [MW/ ͦC] | -190.6904 |  |  |  | Temperature sensitivity in cooling [MW/ ͦC] | not detected
| The peak dates are related to Wednesday of each week |  |  | 2019-11-27 | 2019-12-04 | 2019-12-11 | 2019-12-18 | 2019-12-24 | 2019-12-31 | 2020-01-08 | 2020-01-15 | 2020-01-22 | 2020-01-29 | 2020-02-05 | 2020-02-12 | 2020-02-19 | 2020-02-26 | 2020-03-04 | 2020-03-11 | 2020-03-18 | 2020-03-25 | 2020-04-01
| WEEK |  |  | 48 | 49 | 50 | 51 | 52 | 1 | 2 | 3 | 4 | 5 | 6 | 7 | 8 | 9 | 10 | 11 | 12 | 13 | 14
| Time (CET for winter, but CEST last week; CEST for summer) |  |  | 19:00 | 19:00 | 19:00 | 19:00 | 19:00 | 19:00 | 19:00 | 19:00 | 19:00 | 19:00 | 19:00 | 19:00 | 19:00 | 19:00 | 19:00 | 19:00 | 19:00 | 19:00 | 19:00
Line | PART A : INDIGENOUS NATIONAL GENERATION | Severe conditions Average Forced Outage Rate | Normal conditions Average Forced Outage Rate
Net generating capacity:
1 | Nuclear Power | 0% | 0% | 2.782 | 2.782 | 2.782 | 2.782 | 2.782 | 2.782 | 2.782 | 2.782 | 2.782 | 2.782 | 2.782 | 2.782 | 2.782 | 2.782 | 2.782 | 2.782 | 2.782 | 2.782 | 2.782
2 | Fossil Fuels |  |  | 7.079 | 7.079 | 7.079 | 7.079 | 7.079 | 7.079 | 7.079 | 7.079 | 7.079 | 7.079 | 7.079 | 7.079 | 7.079 | 7.079 | 7.079 | 7.079 | 7.079 | 7.079 | 7.079
2a | of which Lignite | 9% | 9% | 0 | 0 | 0 | 0 | 0 | 0 | 0 | 0 | 0 | 0 | 0 | 0 | 0 | 0 | 0 | 0 | 0 | 0 | 0
2b | of which Hard Coal | 9% | 9% | 2.278 | 2.278 | 2.278 | 2.278 | 2.278 | 2.278 | 2.278 | 2.278 | 2.278 | 2.278 | 2.278 | 2.278 | 2.278 | 2.278 | 2.278 | 2.278 | 2.278 | 2.278 | 2.278
2c | of which Gas | 7% | 7% | 1.865 | 1.865 | 1.865 | 1.865 | 1.865 | 1.865 | 1.865 | 1.865 | 1.865 | 1.865 | 1.865 | 1.865 | 1.865 | 1.865 | 1.865 | 1.865 | 1.865 | 1.865 | 1.865
2d | of which Oil | 9% | 9% | 1.386 | 1.386 | 1.386 | 1.386 | 1.386 | 1.386 | 1.386 | 1.386 | 1.386 | 1.386 | 1.386 | 1.386 | 1.386 | 1.386 | 1.386 | 1.386 | 1.386 | 1.386 | 1.386
2e | of which Oil Shale | 9% | 9% | 0 | 0 | 0 | 0 | 0 | 0 | 0 | 0 | 0 | 0 | 0 | 0 | 0 | 0 | 0 | 0 | 0 | 0 | 0
2f | of which Fossil Peat | 9% | 9% | 1.55 | 1.55 | 1.55 | 1.55 | 1.55 | 1.55 | 1.55 | 1.55 | 1.55 | 1.55 | 1.55 | 1.55 | 1.55 | 1.55 | 1.55 | 1.55 | 1.55 | 1.55 | 1.55
3 | Renewable Energy Sources (other than hydro) |  |  | 4.68 | 4.68 | 4.68 | 4.68 | 4.68 | 4.68 | 4.68 | 4.68 | 4.68 | 4.68 | 4.68 | 4.68 | 4.68 | 4.68 | 4.68 | 4.68 | 4.68 | 4.68 | 4.68
3a | of which onshore wind | 0% | 0% | 2 | 2 | 2 | 2 | 2 | 2 | 2 | 2 | 2 | 2 | 2 | 2 | 2 | 2 | 2 | 2 | 2 | 2 | 2
3b | of which offshore wind | 0% | 0% | 0.05 | 0.05 | 0.05 | 0.05 | 0.05 | 0.05 | 0.05 | 0.05 | 0.05 | 0.05 | 0.05 | 0.05 | 0.05 | 0.05 | 0.05 | 0.05 | 0.05 | 0.05 | 0.05
3c | of which Solar (PV) | 0% | 0% | 0.05 | 0.05 | 0.05 | 0.05 | 0.05 | 0.05 | 0.05 | 0.05 | 0.05 | 0.05 | 0.05 | 0.05 | 0.05 | 0.05 | 0.05 | 0.05 | 0.05 | 0.05 | 0.05
3d | of which Biomass | 9% | 9% | 2.54 | 2.54 | 2.54 | 2.54 | 2.54 | 2.54 | 2.54 | 2.54 | 2.54 | 2.54 | 2.54 | 2.54 | 2.54 | 2.54 | 2.54 | 2.54 | 2.54 | 2.54 | 2.54
3e | of which other RES (e.g. tidal, wave, geothermal, RES waste, CSP) | 9% | 9% | 0.04 | 0.04 | 0.04 | 0.04 | 0.04 | 0.04 | 0.04 | 0.04 | 0.04 | 0.04 | 0.04 | 0.04 | 0.04 | 0.04 | 0.04 | 0.04 | 0.04 | 0.04 | 0.04
4a | Hydro Run of River and Reservoir | 5% | 5% | 3.149 | 3.149 | 3.149 | 3.149 | 3.149 | 3.149 | 3.149 | 3.149 | 3.149 | 3.149 | 3.149 | 3.149 | 3.149 | 3.149 | 3.149 | 3.149 | 3.149 | 3.149 | 3.149
4b | Hydro pumping | 5% | 5% | 0 | 0 | 0 | 0 | 0 | 0 | 0 | 0 | 0 | 0 | 0 | 0 | 0 | 0 | 0 | 0 | 0 | 0 | 0
5 | Other non-RES (e.g. CHP non-renewable, waste non-renewable) | 9% | 9% | 0.18 | 0.18 | 0.18 | 0.18 | 0.18 | 0.18 | 0.18 | 0.18 | 0.18 | 0.18 | 0.18 | 0.18 | 0.18 | 0.18 | 0.18 | 0.18 | 0.18 | 0.18 | 0.18
6 | Total Net generating capacity (6 = 1+2+3+4a+4b+5) |  |  | 17.87 | 17.87 | 17.87 | 17.87 | 17.87 | 17.87 | 17.87 | 17.87 | 17.87 | 17.87 | 17.87 | 17.87 | 17.87 | 17.87 | 17.87 | 17.87 | 17.87 | 17.87 | 17.87
7 | Maintenance & Overhauls (planned outages) |  |  | 0 | 0 | 0 | 0 | 0 | 0 | 0 | 0 | 0 | 0 | 0 | 0 | 0 | 0 | 0 | 0 | 0 | 0 | 0
7a | Nuclear Power |  |  | 0 | 0 | 0 | 0 | 0 | 0 | 0 | 0 | 0 | 0 | 0 | 0 | 0 | 0 | 0 | 0 | 0 | 0 | 0
7b | Lignite |  |  | 0 | 0 | 0 | 0 | 0 | 0 | 0 | 0 | 0 | 0 | 0 | 0 | 0 | 0 | 0 | 0 | 0 | 0 | 0
7c | Hard Coal |  |  | 0 | 0 | 0 | 0 | 0 | 0 | 0 | 0 | 0 | 0 | 0 | 0 | 0 | 0 | 0 | 0 | 0 | 0 | 0
7d | Gas |  |  | 0 | 0 | 0 | 0 | 0 | 0 | 0 | 0 | 0 | 0 | 0 | 0 | 0 | 0 | 0 | 0 | 0 | 0 | 0
7e | Oil |  |  | 0 | 0 | 0 | 0 | 0 | 0 | 0 | 0 | 0 | 0 | 0 | 0 | 0 | 0 | 0 | 0 | 0 | 0 | 0
7f | Oil Shale |  |  | 0 | 0 | 0 | 0 | 0 | 0 | 0 | 0 | 0 | 0 | 0 | 0 | 0 | 0 | 0 | 0 | 0 | 0 | 0
7g | Fossil Peat |  |  | 0 | 0 | 0 | 0 | 0 | 0 | 0 | 0 | 0 | 0 | 0 | 0 | 0 | 0 | 0 | 0 | 0 | 0 | 0
7h | Onshore Wind |  |  | 0 | 0 | 0 | 0 | 0 | 0 | 0 | 0 | 0 | 0 | 0 | 0 | 0 | 0 | 0 | 0 | 0 | 0 | 0
7i | Offshore Wind |  |  | 0 | 0 | 0 | 0 | 0 | 0 | 0 | 0 | 0 | 0 | 0 | 0 | 0 | 0 | 0 | 0 | 0 | 0 | 0
7j | Solar (PV) |  |  | 0 | 0 | 0 | 0 | 0 | 0 | 0 | 0 | 0 | 0 | 0 | 0 | 0 | 0 | 0 | 0 | 0 | 0 | 0
7k | Biomass |  |  | 0 | 0 | 0 | 0 | 0 | 0 | 0 | 0 | 0 | 0 | 0 | 0 | 0 | 0 | 0 | 0 | 0 | 0 | 0
7l | other RES (apart from hydro, including tidal, wave, geothermal, waste renewable, CSP,…) |  |  | 0 | 0 | 0 | 0 | 0 | 0 | 0 | 0 | 0 | 0 | 0 | 0 | 0 | 0 | 0 | 0 | 0 | 0 | 0
7m | Hydro Run of River and Reservoir |  |  | 0 | 0 | 0 | 0 | 0 | 0 | 0 | 0 | 0 | 0 | 0 | 0 | 0 | 0 | 0 | 0 | 0 | 0 | 0
7n | Hydro pumping |  |  | 0 | 0 | 0 | 0 | 0 | 0 | 0 | 0 | 0 | 0 | 0 | 0 | 0 | 0 | 0 | 0 | 0 | 0 | 0
7o | Other non-RES (incl. not clearly identifiable energy sources) |  |  | 0 | 0 | 0 | 0 | 0 | 0 | 0 | 0 | 0 | 0 | 0 | 0 | 0 | 0 | 0 | 0 | 0 | 0 | 0
PART B : DATA FOR NORMAL CONDITIONS
8 | Non-usable capacity at reference point (all power stations including mothballed, authorization & technical & legal constraints, energy source unavailability etc. ) |  |  | 3.7775 | 3.7437 | 3.7239 | 3.7331 | 3.7258 | 3.7285 | 3.7362 | 3.7266 | 3.7223 | 3.738 | 3.7531 | 3.7678 | 3.7898 | 3.8071 | 3.822 | 3.8555 | 3.8843 | 3.918 | 3.9587
8a | of which nuclear
8b | of which Lignite
8c | of which Hard Coal |  |  | 0.7 | 0.7 | 0.7 | 0.7 | 0.7 | 0.7 | 0.7 | 0.7 | 0.7 | 0.7 | 0.7 | 0.7 | 0.7 | 0.7 | 0.7 | 0.7 | 0.7 | 0.7 | 0.7
8d | of which Gas |  |  | 0.3 | 0.3 | 0.3 | 0.3 | 0.3 | 0.3 | 0.3 | 0.3 | 0.3 | 0.3 | 0.3 | 0.3 | 0.3 | 0.3 | 0.3 | 0.3 | 0.3 | 0.3 | 0.3
8e | of which Oil |  |  | 0.1 | 0.1 | 0.1 | 0.1 | 0.1 | 0.1 | 0.1 | 0.1 | 0.1 | 0.1 | 0.1 | 0.1 | 0.1 | 0.1 | 0.1 | 0.1 | 0.1 | 0.1 | 0.1
8f | of which Oil Shale
8g | of which Fossil Peat |  |  | 0.2 | 0.2 | 0.2 | 0.2 | 0.2 | 0.2 | 0.2 | 0.2 | 0.2 | 0.2 | 0.2 | 0.2 | 0.2 | 0.2 | 0.2 | 0.2 | 0.2 | 0.2 | 0.2
8h | of which onshore wind |  |  | 1.4903 | 1.4576 | 1.4379 | 1.4469 | 1.439 | 1.4421 | 1.4496 | 1.4397 | 1.4361 | 1.4506 | 1.4654 | 1.4799 | 1.5014 | 1.519 | 1.5338 | 1.5669 | 1.5955 | 1.6281 | 1.6693
8i | of which offshore wind |  |  | 0.037217 | 0.036069 | 0.035939 | 0.036195 | 0.036781 | 0.036354 | 0.036593 | 0.036865 | 0.036265 | 0.037379 | 0.037721 | 0.037842 | 0.038408 | 0.038063 | 0.038155 | 0.038634 | 0.038774 | 0.039911 | 0.040133
8j | of which Solar |  |  | 0.05 | 0.05 | 0.05 | 0.05 | 0.05 | 0.05 | 0.05 | 0.05 | 0.05 | 0.05 | 0.05 | 0.05 | 0.05 | 0.05 | 0.05 | 0.05 | 0.05 | 0.05 | 0.049344
8k | of which Biomass |  |  | 0.3 | 0.3 | 0.3 | 0.3 | 0.3 | 0.3 | 0.3 | 0.3 | 0.3 | 0.3 | 0.3 | 0.3 | 0.3 | 0.3 | 0.3 | 0.3 | 0.3 | 0.3 | 0.3
8l | of which other RES (apart from hydro) |  |  | 0 | 0 | 0 | 0 | 0 | 0 | 0 | 0 | 0 | 0 | 0 | 0 | 0 | 0 | 0 | 0 | 0 | 0 | 0
8m | Hydro Run of River and Reservoir |  |  | 0.6 | 0.6 | 0.6 | 0.6 | 0.6 | 0.6 | 0.6 | 0.6 | 0.6 | 0.6 | 0.6 | 0.6 | 0.6 | 0.6 | 0.6 | 0.6 | 0.6 | 0.6 | 0.6
8n | Hydro pumping
8o | of which other non-RES (incl. not clearly identifiable energy sources)
9 | Available capacity (9 = 6 - (7 + 8)) |  |  | 14.0925 | 14.1263 | 14.1461 | 14.1369 | 14.1442 | 14.1415 | 14.1338 | 14.1434 | 14.1477 | 14.132 | 14.1169 | 14.1022 | 14.0802 | 14.0629 | 14.048 | 14.0145 | 13.9857 | 13.952 | 13.9113
10 | Outages: average expected value (all power stations) |  |  | 0.83766 | 0.83766 | 0.83766 | 0.83766 | 0.83766 | 0.83766 | 0.83766 | 0.83766 | 0.83766 | 0.83766 | 0.83766 | 0.83766 | 0.83766 | 0.83766 | 0.83766 | 0.83766 | 0.83766 | 0.83766 | 0.83766
11 | System services reserve (one hour ahead of real time) |  |  | 1.4 | 1.4 | 1.4 | 1.4 | 1.4 | 1.4 | 1.4 | 1.4 | 1.4 | 1.4 | 1.4 | 1.4 | 1.4 | 1.4 | 1.4 | 1.4 | 1.4 | 1.4 | 1.4
12 | Reliably available capacity (12 = 9 - (10 + 11)) |  |  | 11.8548 | 11.8887 | 11.9085 | 11.8992 | 11.9065 | 11.9039 | 11.8961 | 11.9058 | 11.91 | 11.8943 | 11.8792 | 11.8646 | 11.8425 | 11.8252 | 11.8104 | 11.7768 | 11.748 | 11.7143 | 11.6736
13 | Demand at reference point in time |  |  | 12.3804 | 12.4376 | 12.5093 | 12.7555 | 10.7064 | 12.1018 | 12.921 | 12.71 | 13.1476 | 13.3777 | 12.9337 | 12.7913 | 13.087 | 12.6869 | 12.5914 | 12.2185 | 12.0258 | 11.8773 | 11.0123
13b | Population average daily (24h) temperature (degrees Celsius) |  |  | -0.73941 | -1.5783 | -2.352 | -3.0807 | -3.6917 | -4.4238 | -4.9455 | -5.4026 | -5.726 | -5.8845 | -5.8574 | -5.6331 | -5.2078 | -4.5849 | -3.9006 | -2.9394 | -1.8201 | -0.5643 | 0.80374
14a | Load reduction / demand side response available at reference point in time |  |  | 0 | 0 | 0 | 0 | 0 | 0 | 0 | 0 | 0 | 0 | 0 | 0 | 0 | 0 | 0 | 0 | 0 | 0 | 0
14b | Strategic reserves available at reference point in time |  |  | 0 | 0.73 | 0.73 | 0.73 | 0.73 | 0.73 | 0.73 | 0.73 | 0.73 | 0.73 | 0.73 | 0.73 | 0.73 | 0.73 | 0 | 0 | 0 | 0 | 0
15 | Net weekly load at reference point in time (15 = 13-14a) |  |  | 12.3804 | 12.4376 | 12.5093 | 12.7555 | 10.7064 | 12.1018 | 12.921 | 12.71 | 13.1476 | 13.3777 | 12.9337 | 12.7913 | 13.087 | 12.6869 | 12.5914 | 12.2185 | 12.0258 | 11.8773 | 11.0123
16 | Remaining capacity at reference point in time (16 = 12- 15) |  |  | -0.52559 | -0.54893 | -0.60085 | -0.8563 | 1.2002 | -0.19789 | -1.0249 | -0.80425 | -1.2376 | -1.4834 | -1.0545 | -0.92671 | -1.2445 | -0.8617 | -0.78106 | -0.44168 | -0.27774 | -0.163 | 0.6613
B1 | Weekly peak load (unrestricted reference point in time) |  |  | 12.3804 | 12.4376 | 12.5093 | 12.7555 | 10.7064 | 12.1018 | 12.921 | 12.71 | 13.1476 | 13.3777 | 12.9337 | 12.7913 | 13.087 | 12.6869 | 12.5914 | 12.2185 | 12.0258 | 11.8773 | 11.0123
B2 | Daily hour of expected weekly peak load (CET for winter, but CEST for last week; CEST for summer) |  |  | 17:00 | 17:00 | 17:00 | 17:00 | 17:00 | 17:00 | 17:00 | 17:00 | 17:00 | 17:00 | 17:00 | 17:00 | 17:00 | 17:00 | 17:00 | 17:00 | 17:00 | 17:00 | 17:00
PART C : DATA FOR SEVERE CONDITIONS
17 | Non-usable capacity at reference point (all power stations including mothballed, authorization & technical & legal constraints, energy source unavailability etc. ) |  |  | 4.2158 | 4.2079 | 4.2084 | 4.2155 | 4.214 | 4.2185 | 4.2242 | 4.2187 | 4.2203 | 4.2206 | 4.2204 | 4.2255 | 4.2306 | 4.2385 | 4.2469 | 4.2528 | 4.2578 | 4.2624 | 4.2654
17a | of which nuclear
17b | of which Lignite
17c | of which Hard Coal |  |  | 0.7 | 0.7 | 0.7 | 0.7 | 0.7 | 0.7 | 0.7 | 0.7 | 0.7 | 0.7 | 0.7 | 0.7 | 0.7 | 0.7 | 0.7 | 0.7 | 0.7 | 0.7 | 0.7
17d | of which Gas |  |  | 0.3 | 0.3 | 0.3 | 0.3 | 0.3 | 0.3 | 0.3 | 0.3 | 0.3 | 0.3 | 0.3 | 0.3 | 0.3 | 0.3 | 0.3 | 0.3 | 0.3 | 0.3 | 0.3
17e | of which Oil |  |  | 0.1 | 0.1 | 0.1 | 0.1 | 0.1 | 0.1 | 0.1 | 0.1 | 0.1 | 0.1 | 0.1 | 0.1 | 0.1 | 0.1 | 0.1 | 0.1 | 0.1 | 0.1 | 0.1
17f | of which Oil Shale
17g | of which Fossil Peat |  |  | 0.2 | 0.2 | 0.2 | 0.2 | 0.2 | 0.2 | 0.2 | 0.2 | 0.2 | 0.2 | 0.2 | 0.2 | 0.2 | 0.2 | 0.2 | 0.2 | 0.2 | 0.2 | 0.2
17h | of which onshore wind |  |  | 1.9165 | 1.9088 | 1.9092 | 1.9162 | 1.9147 | 1.9192 | 1.9248 | 1.9193 | 1.9209 | 1.9212 | 1.9211 | 1.9263 | 1.9312 | 1.9392 | 1.9475 | 1.9533 | 1.9582 | 1.9626 | 1.9656
17i | of which offshore wind |  |  | 0.049278 | 0.049127 | 0.049168 | 0.04925 | 0.049309 | 0.049297 | 0.049363 | 0.049478 | 0.049354 | 0.049354 | 0.049344 | 0.04921 | 0.049362 | 0.049347 | 0.049374 | 0.04952 | 0.049608 | 0.049784 | 0.049815
17j | of which Solar |  |  | 0.05 | 0.05 | 0.05 | 0.05 | 0.05 | 0.05 | 0.05 | 0.05 | 0.05 | 0.05 | 0.05 | 0.05 | 0.05 | 0.05 | 0.05 | 0.05 | 0.05 | 0.05 | 0.049914
17k | of which Biomass |  |  | 0.3 | 0.3 | 0.3 | 0.3 | 0.3 | 0.3 | 0.3 | 0.3 | 0.3 | 0.3 | 0.3 | 0.3 | 0.3 | 0.3 | 0.3 | 0.3 | 0.3 | 0.3 | 0.3
17l | of which other RES (apart from hydro) |  |  | 0 | 0 | 0 | 0 | 0 | 0 | 0 | 0 | 0 | 0 | 0 | 0 | 0 | 0 | 0 | 0 | 0 | 0 | 0
17m | Hydro Run of River and Reservoir |  |  | 0.6 | 0.6 | 0.6 | 0.6 | 0.6 | 0.6 | 0.6 | 0.6 | 0.6 | 0.6 | 0.6 | 0.6 | 0.6 | 0.6 | 0.6 | 0.6 | 0.6 | 0.6 | 0.6
17n | Hydro pumping
17o | of which other non-RES (incl. not clearly identifiable energy sources)
18 | Available capacity (18 = 6 - (7 + 17)) |  |  | 13.6542 | 13.6621 | 13.6616 | 13.6545 | 13.656 | 13.6515 | 13.6458 | 13.6513 | 13.6497 | 13.6494 | 13.6496 | 13.6445 | 13.6394 | 13.6315 | 13.6231 | 13.6172 | 13.6122 | 13.6076 | 13.6046
19 | Outages: average expected value (all power stations) under SEVERE conditions |  |  | 0.83766 | 0.83766 | 0.83766 | 0.83766 | 0.83766 | 0.83766 | 0.83766 | 0.83766 | 0.83766 | 0.83766 | 0.83766 | 0.83766 | 0.83766 | 0.83766 | 0.83766 | 0.83766 | 0.83766 | 0.83766 | 0.83766
20 | System services reserve (one hour ahead of real time) under SEVERE conditions |  |  | 1.4 | 1.4 | 1.4 | 1.4 | 1.4 | 1.4 | 1.4 | 1.4 | 1.4 | 1.4 | 1.4 | 1.4 | 1.4 | 1.4 | 1.4 | 1.4 | 1.4 | 1.4 | 1.4
21 | Reliably available capacity under SEVERE conditions (21 = 18 - (19 + 20)) |  |  | 11.4165 | 11.4244 | 11.4239 | 11.4169 | 11.4183 | 11.4138 | 11.4081 | 11.4136 | 11.4121 | 11.4118 | 11.4119 | 11.4069 | 11.4018 | 11.3938 | 11.3855 | 11.3795 | 11.3745 | 11.3699 | 11.367
22 | Demand at reference point in time under SEVERE conditions (one in 20 year) |  |  | 14.0221 | 13.8475 | 14.1234 | 14.26 | 12.2517 | 13.8432 | 15.2892 | 14.2726 | 14.9014 | 14.9908 | 15.0252 | 14.4864 | 14.5185 | 13.9256 | 13.5375 | 13.3216 | 13.167 | 12.6849 | 11.731
23a | Load reduction / demand side response available at reference point in time under SEVERE conditions |  |  | 0 | 0 | 0 | 0 | 0 | 0 | 0 | 0 | 0 | 0 | 0 | 0 | 0 | 0 | 0 | 0 | 0 | 0 | 0
23b | Strategic reserves available at reference point in time under SEVERE conditions |  |  | 0 | 0.73 | 0.73 | 0.73 | 0.73 | 0.73 | 0.73 | 0.73 | 0.73 | 0.73 | 0.73 | 0.73 | 0.73 | 0.73 | 0 | 0 | 0 | 0 | 0
24 | Net weekly peak load for SEVERE conditions (24 = 22-23a) |  |  | 14.0221 | 13.8475 | 14.1234 | 14.26 | 12.2517 | 13.8432 | 15.2892 | 14.2726 | 14.9014 | 14.9908 | 15.0252 | 14.4864 | 14.5185 | 13.9256 | 13.5375 | 13.3216 | 13.167 | 12.6849 | 11.731
25 | Remaining capacity for SEVERE conditions (25 = 21-24) |  |  | -2.6055 | -2.423 | -2.6995 | -2.8431 | -0.8334 | -2.4294 | -3.881 | -2.859 | -3.4893 | -3.5791 | -3.6133 | -3.0795 | -3.1167 | -2.5318 | -2.1521 | -1.9421 | -1.7924 | -1.315 | -0.36408
C1 | Weekly peak load under SEVERE conditions (unrestricted reference point in time) |  |  | 14.0221 | 13.8475 | 14.1234 | 14.26 | 12.2517 | 13.8432 | 15.2892 | 14.2726 | 14.9014 | 14.9908 | 15.0252 | 14.4864 | 14.5185 | 13.9256 | 13.5375 | 13.3216 | 13.167 | 12.6849 | 11.731
C2 | Daily hour of expected weekly peak load (CET for winter, but CEST for last week; CEST for summer) |  |  | 17:00 | 17:00 | 17:00 | 17:00 | 17:00 | 17:00 | 17:00 | 17:00 | 17:00 | 17:00 | 17:00 | 17:00 | 17:00 | 17:00 | 17:00 | 17:00 | 17:00 | 17:00 | 17:00
PART D: ADDITIONAL INFORMATION FOR INTERCONNECTORS (at synchronous peak)
31 | Simultaneous importable capacity |  | From | 5.18 | 5.18 | 5.18 | 5.18 | 5.18 | 5.18 | 5.18 | 5.18 | 5.18 | 5.18 | 5.18 | 5.18 | 5.18 | 5.18 | 5.18 | 5.18 | 5.18 | 5.18 | 5.18
32 | Simultaneous exportable capacity |  | To | 3.62 | 3.62 | 3.62 | 3.62 | 3.62 | 3.62 | 3.62 | 3.62 | 3.62 | 3.62 | 3.62 | 3.62 | 3.62 | 3.62 | 3.62 | 3.62 | 3.62 | 3.62 | 3.62
| The off-peak dates are related to Sunday of each week |  |  | 2019-12-01 | 2019-12-08 | 2019-12-15 | 2019-12-22 | 2019-12-29 | 2020-01-05 | 2020-01-12 | 2020-01-19 | 2020-01-26 | 2020-02-02 | 2020-02-09 | 2020-02-16 | 2020-02-23 | 2020-03-01 | 2020-03-08 | 2020-03-15 | 2020-03-22 | 2020-03-29 | 2020-04-05
| WEEK |  |  | 48 | 49 | 50 | 51 | 52 | 1 | 2 | 3 | 4 | 5 | 6 | 7 | 8 | 9 | 10 | 11 | 12 | 13 | 14
| Time (CET for winter, but CEST for last week of winter; CEST for summer) |  |  | 5:00 | 5:00 | 5:00 | 5:00 | 5:00 | 5:00 | 5:00 | 5:00 | 5:00 | 5:00 | 5:00 | 5:00 | 5:00 | 5:00 | 5:00 | 5:00 | 5:00 | 5:00 | 5:00
PART E: ADDITIONAL INFORMATION FOR NIGHT MIN DEMAND CONDITIONS
33 | Weekly Minimum Demand (overnight valley minimum) |  |  | 9.7816 | 9.8661 | 9.8895 | 10.1111 | 9.458 | 9.6274 | 9.5282 | 9.5701 | 9.787 | 9.5175 | 9.589 | 9.7061 | 9.595 | 9.6377 | 9.4468 | 9.4779 | 9.318 | 8.9165 | 8.7517
34 | Must Run Generation (excluding wind/run of river) |  |  | 6.3 | 6.3 | 6.3 | 6.3 | 6.3 | 6.3 | 6.3 | 6.3 | 6.3 | 6.3 | 6.3 | 6.3 | 6.3 | 6.3 | 6.3 | 6.3 | 6.3 | 6.3 | 6.3
35 | Run of river generation (Must Run) |  |  | 0.5 | 0.5 | 0.5 | 0.5 | 0.5 | 0.5 | 0.5 | 0.5 | 0.5 | 0.5 | 0.5 | 0.5 | 0.5 | 0.5 | 0.5 | 0.5 | 0.5 | 0.5 | 0.5
36 | Downward balancing reserves (FCR, FRR) |  |  | 0.4 | 0.4 | 0.4 | 0.4 | 0.4 | 0.4 | 0.4 | 0.4 | 0.4 | 0.4 | 0.4 | 0.4 | 0.4 | 0.4 | 0.4 | 0.4 | 0.4 | 0.4 | 0.4
37 | Pumping Storage Capacity available (Power) |  |  | 0 | 0 | 0 | 0 | 0 | 0 | 0 | 0 | 0 | 0 | 0 | 0 | 0 | 0 | 0 | 0 | 0 | 0 | 0
38a | Highest expected onshore wind generation running |  |  | 1.5789 | 1.609 | 1.6332 | 1.6296 | 1.6489 | 1.6356 | 1.632 | 1.6349 | 1.6183 | 1.5964 | 1.5841 | 1.5475 | 1.5323 | 1.56 | 1.5271 | 1.4847 | 1.5052 | 1.4035 | 1.3896
38b | Highest expected offshore wind generation running |  |  | 0.04668 | 0.047103 | 0.047487 | 0.047316 | 0.0475 | 0.047309 | 0.046941 | 0.046897 | 0.046806 | 0.046519 | 0.045972 | 0.045367 | 0.044849 | 0.045329 | 0.044569 | 0.04348 | 0.04347 | 0.040748 | 0.042204
39 | DOWNWARD REGULATION CAPABILITIES: 39 = (33+37)-(34+35+36+38a+38b)) |  |  | 0.95598 | 1.01 | 1.0088 | 1.2343 | 0.5616 | 0.74447 | 0.64927 | 0.68831 | 0.92191 | 0.67459 | 0.75891 | 0.91317 | 0.81781 | 0.83242 | 0.67515 | 0.74963 | 0.56934 | 0.27223 | 0.11984
PART Ebis: ADDITIONAL INFORMATION FOR INTERCONNECTORS
Transportable capacity at night minimum demand conditions (high wind conditions)
40 | Simultaneous importable capacity |  | From | 5.18 | 5.18 | 5.18 | 5.18 | 5.18 | 5.18 | 5.18 | 5.18 | 5.18 | 5.18 | 5.18 | 5.18 | 5.18 | 5.18 | 5.18 | 5.18 | 5.18 | 5.18 | 5.18
41 | Simultaneous exportable capacity |  | To | 3.62 | 3.62 | 3.62 | 3.62 | 3.62 | 3.62 | 3.62 | 3.62 | 3.62 | 3.62 | 3.62 | 3.62 | 3.62 | 3.62 | 3.62 | 3.62 | 3.62 | 3.62 | 3.62
| Time (CET for winter, but CEST for last week of winter; CEST for summer) |  |  | 11:00 | 11:00 | 11:00 | 11:00 | 11:00 | 11:00 | 11:00 | 11:00 | 11:00 | 11:00 | 11:00 | 11:00 | 11:00 | 11:00 | 11:00 | 11:00 | 11:00 | 11:00 | 11:00
PART F: ADDITIONAL INFORMATION FOR DAYTIME MIN DEMAND CONDITIONS
42 | Weekly Minimum Daytime Demand (Sunday low peak + solar) |  |  | 11.5072 | 11.5193 | 11.6189 | 11.8149 | 10.7096 | 10.5728 | 10.4315 | 10.5772 | 10.7088 | 10.3916 | 10.4717 | 10.41 | 10.3213 | 10.3147 | 10.0261 | 9.9569 | 9.8573 | 9.4579 | 9.3892
43 | Must Run Generation (excluding wind/PV/run of river) |  |  | 6.3 | 6.3 | 6.3 | 6.3 | 6.3 | 6.3 | 6.3 | 6.3 | 6.3 | 6.3 | 6.3 | 6.3 | 6.3 | 6.3 | 6.3 | 6.3 | 6.3 | 6.3 | 6.3
44 | Run of river generation (Must Run) |  |  | 0.5 | 0.5 | 0.5 | 0.5 | 0.5 | 0.5 | 0.5 | 0.5 | 0.5 | 0.5 | 0.5 | 0.5 | 0.5 | 0.5 | 0.5 | 0.5 | 0.5 | 0.5 | 0.5
45 | Downward balancing reserves (FCR, FRR) |  |  | 0.4 | 0.4 | 0.4 | 0.4 | 0.4 | 0.4 | 0.4 | 0.4 | 0.4 | 0.4 | 0.4 | 0.4 | 0.4 | 0.4 | 0.4 | 0.4 | 0.4 | 0.4 | 0.4
46 | Pumping Storage Capacity available (Power) |  |  | 0 | 0 | 0 | 0 | 0 | 0 | 0 | 0 | 0 | 0 | 0 | 0 | 0 | 0 | 0 | 0 | 0 | 0 | 0
47a | Highest expected onshore wind generation running |  |  | 1.6001 | 1.6201 | 1.6307 | 1.6131 | 1.6498 | 1.6353 | 1.6195 | 1.6228 | 1.6106 | 1.5917 | 1.5848 | 1.5273 | 1.4915 | 1.5287 | 1.5198 | 1.4729 | 1.4757 | 1.3387 | 1.3327
47b | Highest expected offshore wind generation running |  |  | 0.047165 | 0.0475 | 0.0475 | 0.0475 | 0.0475 | 0.0475 | 0.04746 | 0.047499 | 0.047484 | 0.047401 | 0.047173 | 0.046481 | 0.04635 | 0.046253 | 0.045718 | 0.044749 | 0.044372 | 0.041015 | 0.039879
48 | Highest expected solar PV running |  |  | 0.0039029 | 0.0031558 | 0.0026998 | 0.0027061 | 0.0029981 | 0.0035865 | 0.0045213 | 0.0058575 | 0.0076062 | 0.008914 | 0.011107 | 0.012651 | 0.014512 | 0.017348 | 0.019167 | 0.02082 | 0.022081 | 0.023614 | 0.022446
49 | DOWNWARD REGULATION CAPABILITIES: 49 = (42+46)-(43+44+45+47a+47b+48a+48b) |  |  | 2.6561 | 2.6486 | 2.738 | 2.9516 | 1.8093 | 1.6864 | 1.56 | 1.7011 | 1.8431 | 1.5435 | 1.6287 | 1.6236 | 1.569 | 1.5224 | 1.2414 | 1.2184 | 1.1151 | 0.85452 | 0.79419
PART Fbis: ADDITIONAL INFORMATION FOR INTERCONNECTORS
Transportable capacity at daytime minimum demand conditions (high wind and high solar conditions)
50 | Simultaneous importable capacity |  | From | 5.18 | 5.18 | 5.18 | 5.18 | 5.18 | 5.18 | 5.18 | 5.18 | 5.18 | 5.18 | 5.18 | 5.18 | 5.18 | 5.18 | 5.18 | 5.18 | 5.18 | 5.18 | 5.18
51 | Simultaneous exportable capacity |  | To | 3.62 | 3.62 | 3.62 | 3.62 | 3.62 | 3.62 | 3.62 | 3.62 | 3.62 | 3.62 | 3.62 | 3.62 | 3.62 | 3.62 | 3.62 | 3.62 | 3.62 | 3.62 | 3.62

## ES
Winter Outlook Report 2019/2020
| Power Data (all entries are assumed to be >0) |  |  |  |  | ES | [6 empty] | Heating if temperature below: | 16.9223 |  |  |  | Cooling if temperature above: | 21.9223
| (Net values in GW, at a synchronous time every week) |  |  |  |  | Spain | [6 empty] | Heating saturation temperature: | -10 |  |  |  | Cooling saturation temperature: | not detected
[13 empty] | Temperature sensitivity in heating [MW/ ͦC] | -728.2826 |  |  |  | Temperature sensitivity in cooling [MW/ ͦC] | 1003.0289
| The peak dates are related to Wednesday of each week |  |  | 2019-11-27 | 2019-12-04 | 2019-12-11 | 2019-12-18 | 2019-12-24 | 2019-12-31 | 2020-01-08 | 2020-01-15 | 2020-01-22 | 2020-01-29 | 2020-02-05 | 2020-02-12 | 2020-02-19 | 2020-02-26 | 2020-03-04 | 2020-03-11 | 2020-03-18 | 2020-03-25 | 2020-04-01
| WEEK |  |  | 48 | 49 | 50 | 51 | 52 | 1 | 2 | 3 | 4 | 5 | 6 | 7 | 8 | 9 | 10 | 11 | 12 | 13 | 14
| Time (CET for winter, but CEST last week; CEST for summer) |  |  | 19:00 | 19:00 | 19:00 | 19:00 | 19:00 | 19:00 | 19:00 | 19:00 | 19:00 | 19:00 | 19:00 | 19:00 | 19:00 | 19:00 | 19:00 | 19:00 | 19:00 | 19:00 | 19:00
Line | PART A : INDIGENOUS NATIONAL GENERATION | Severe conditions Average Forced Outage Rate | Normal conditions Average Forced Outage Rate
Net generating capacity:
1 | Nuclear Power | 6% | 6% | 7.12 | 7.12 | 7.12 | 7.12 | 7.12 | 7.12 | 7.12 | 7.12 | 7.12 | 7.12 | 7.12 | 7.12 | 7.12 | 7.12 | 7.12 | 7.12 | 7.12 | 7.12 | 7.12
2 | Fossil Fuels |  |  | 38.255 | 38.255 | 38.255 | 38.255 | 38.255 | 38.255 | 38.255 | 38.255 | 38.255 | 38.255 | 38.255 | 38.255 | 38.255 | 38.255 | 38.255 | 38.255 | 38.255 | 38.255 | 38.255
2a | of which Lignite | 5% | 5% | 0 | 0 | 0 | 0 | 0 | 0 | 0 | 0 | 0 | 0 | 0 | 0 | 0 | 0 | 0 | 0 | 0 | 0 | 0
2b | of which Hard Coal | 5% | 5% | 9.215 | 9.215 | 9.215 | 9.215 | 9.215 | 9.215 | 9.215 | 9.215 | 9.215 | 9.215 | 9.215 | 9.215 | 9.215 | 9.215 | 9.215 | 9.215 | 9.215 | 9.215 | 9.215
2c | of which Gas | 6% | 6% | 29.04 | 29.04 | 29.04 | 29.04 | 29.04 | 29.04 | 29.04 | 29.04 | 29.04 | 29.04 | 29.04 | 29.04 | 29.04 | 29.04 | 29.04 | 29.04 | 29.04 | 29.04 | 29.04
2d | of which Oil | 0% | 0% | 0 | 0 | 0 | 0 | 0 | 0 | 0 | 0 | 0 | 0 | 0 | 0 | 0 | 0 | 0 | 0 | 0 | 0 | 0
2e | of which Oil Shale | 0% | 0% | 0 | 0 | 0 | 0 | 0 | 0 | 0 | 0 | 0 | 0 | 0 | 0 | 0 | 0 | 0 | 0 | 0 | 0 | 0
2f | of which Fossil Peat | 10% | 10% | 0 | 0 | 0 | 0 | 0 | 0 | 0 | 0 | 0 | 0 | 0 | 0 | 0 | 0 | 0 | 0 | 0 | 0 | 0
3 | Renewable Energy Sources (other than hydro) |  |  | 34.4144 | 34.5617 | 34.7091 | 34.8565 | 35.0038 | 35.1512 | 35.2986 | 35.4459 | 35.5933 | 35.7407 | 35.8881 | 36.0354 | 36.1828 | 36.3302 | 36.4775 | 36.6249 | 36.7723 | 36.9196 | 37.067
3a | of which onshore wind | 0% | 0% | 23.7947 | 23.8895 | 23.9842 | 24.0789 | 24.1737 | 24.2684 | 24.3632 | 24.4579 | 24.5526 | 24.6474 | 24.7421 | 24.8368 | 24.9316 | 25.0263 | 25.1211 | 25.2158 | 25.3105 | 25.4053 | 25.5
3b | of which offshore wind | 0% | 0% | 0 | 0 | 0 | 0 | 0 | 0 | 0 | 0 | 0 | 0 | 0 | 0 | 0 | 0 | 0 | 0 | 0 | 0 | 0
3c | of which Solar (PV) | 0% | 0% | 6.9526 | 7.0053 | 7.0579 | 7.1105 | 7.1632 | 7.2158 | 7.2684 | 7.3211 | 7.3737 | 7.4263 | 7.4789 | 7.5316 | 7.5842 | 7.6368 | 7.6895 | 7.7421 | 7.7947 | 7.8474 | 7.9
3d | of which Biomass | 0% | 0% | 0.742 | 0.742 | 0.742 | 0.742 | 0.742 | 0.742 | 0.742 | 0.742 | 0.742 | 0.742 | 0.742 | 0.742 | 0.742 | 0.742 | 0.742 | 0.742 | 0.742 | 0.742 | 0.742
3e | of which other RES (e.g. tidal, wave, geothermal, RES waste, CSP) | 0% | 0% | 2.925 | 2.925 | 2.925 | 2.925 | 2.925 | 2.925 | 2.925 | 2.925 | 2.925 | 2.925 | 2.925 | 2.925 | 2.925 | 2.925 | 2.925 | 2.925 | 2.925 | 2.925 | 2.925
4a | Hydro Run of River and Reservoir | 0% | 0% | 14.319 | 14.319 | 14.319 | 14.319 | 14.319 | 14.319 | 14.319 | 14.319 | 14.319 | 14.319 | 14.319 | 14.319 | 14.319 | 14.319 | 14.319 | 14.319 | 14.319 | 14.319 | 14.319
4b | Hydro pumping | 0% | 0% | 6.012 | 6.012 | 6.012 | 6.012 | 6.012 | 6.012 | 6.012 | 6.012 | 6.012 | 6.012 | 6.012 | 6.012 | 6.012 | 6.012 | 6.012 | 6.012 | 6.012 | 6.012 | 6.012
5 | Other non-RES (e.g. CHP non-renewable, waste non-renewable) | 0% | 0% | 0.653 | 0.653 | 0.653 | 0.653 | 0.653 | 0.653 | 0.653 | 0.653 | 0.653 | 0.653 | 0.653 | 0.653 | 0.653 | 0.653 | 0.653 | 0.653 | 0.653 | 0.653 | 0.653
6 | Total Net generating capacity (6 = 1+2+3+4a+4b+5) |  |  | 100.7734 | 100.9207 | 101.0681 | 101.2155 | 101.3628 | 101.5102 | 101.6576 | 101.8049 | 101.9523 | 102.0997 | 102.2471 | 102.3944 | 102.5418 | 102.6892 | 102.8365 | 102.9839 | 103.1313 | 103.2786 | 103.426
7 | Maintenance & Overhauls (planned outages) |  |  | 6.34 | 4.793 | 3.037 | 3.037 | 1.451 | 1.451 | 0.345 | 0.345 | 0.345 | 0.345 | 1.007 | 1.007 | 1.357 | 1.357 | 3.094 | 2.692 | 2.426 | 2.426 | 4.193
7a | Nuclear Power |  |  | 2.109 | 2.109 | 1.045 | 1.045 | 0 | 0 | 0 | 0 | 0 | 0 | 0 | 0 | 0 | 0 | 0 | 0 | 0 | 0 | 1.011
7b | Lignite |  |  | 0 | 0 | 0 | 0 | 0 | 0 | 0 | 0 | 0 | 0 | 0 | 0 | 0 | 0 | 0 | 0 | 0 | 0 | 0
7c | Hard Coal |  |  | 0 | 0 | 0 | 0 | 0 | 0 | 0 | 0 | 0 | 0 | 0 | 0 | 0.35 | 0.35 | 0.701 | 0.701 | 1.237 | 1.237 | 1.807
7d | Gas |  |  | 1.583 | 1.622 | 0.93 | 0.93 | 0.389 | 0.389 | 0 | 0 | 0 | 0 | 0.402 | 0.402 | 0.402 | 0.402 | 1.636 | 1.234 | 0.432 | 0.432 | 0.432
7e | Oil |  |  | 0 | 0 | 0 | 0 | 0 | 0 | 0 | 0 | 0 | 0 | 0 | 0 | 0 | 0 | 0 | 0 | 0 | 0 | 0
7f | Oil Shale |  |  | 0 | 0 | 0 | 0 | 0 | 0 | 0 | 0 | 0 | 0 | 0 | 0 | 0 | 0 | 0 | 0 | 0 | 0 | 0
7g | Fossil Peat |  |  | 0 | 0 | 0 | 0 | 0 | 0 | 0 | 0 | 0 | 0 | 0 | 0 | 0 | 0 | 0 | 0 | 0 | 0 | 0
7h | Onshore Wind |  |  | 0 | 0 | 0 | 0 | 0 | 0 | 0 | 0 | 0 | 0 | 0 | 0 | 0 | 0 | 0 | 0 | 0 | 0 | 0
7i | Offshore Wind |  |  | 0 | 0 | 0 | 0 | 0 | 0 | 0 | 0 | 0 | 0 | 0 | 0 | 0 | 0 | 0 | 0 | 0 | 0 | 0
7j | Solar (PV) |  |  | 0 | 0 | 0 | 0 | 0 | 0 | 0 | 0 | 0 | 0 | 0 | 0 | 0 | 0 | 0 | 0 | 0 | 0 | 0
7k | Biomass |  |  | 0 | 0 | 0 | 0 | 0 | 0 | 0 | 0 | 0 | 0 | 0 | 0 | 0 | 0 | 0 | 0 | 0 | 0 | 0
7l | other RES (apart from hydro, including tidal, wave, geothermal, waste renewable, CSP,…) |  |  | 0 | 0 | 0 | 0 | 0 | 0 | 0 | 0 | 0 | 0 | 0 | 0 | 0 | 0 | 0 | 0 | 0 | 0 | 0
7m | Hydro Run of River and Reservoir |  |  | 2.227 | 0.835 | 0.835 | 0.835 | 0.835 | 0.835 | 0.315 | 0.315 | 0.315 | 0.315 | 0.476 | 0.476 | 0.476 | 0.476 | 0.599 | 0.599 | 0.599 | 0.599 | 0.71
7n | Hydro pumping |  |  | 0.421 | 0.227 | 0.227 | 0.227 | 0.227 | 0.227 | 0.03 | 0.03 | 0.03 | 0.03 | 0.129 | 0.129 | 0.129 | 0.129 | 0.158 | 0.158 | 0.158 | 0.158 | 0.233
7o | Other non-RES (incl. not clearly identifiable energy sources) |  |  | 0 | 0 | 0 | 0 | 0 | 0 | 0 | 0 | 0 | 0 | 0 | 0 | 0 | 0 | 0 | 0 | 0 | 0 | 0
PART B : DATA FOR NORMAL CONDITIONS
8 | Non-usable capacity at reference point (all power stations including mothballed, authorization & technical & legal constraints, energy source unavailability etc. ) |  |  | 41.4149 | 41.5065 | 41.4931 | 41.1052 | 41.1528 | 40.7143 | 40.8215 | 40.5793 | 40.106 | 39.9755 | 39.6801 | 39.6012 | 39.6713 | 40.3714 | 40.4869 | 40.2368 | 40.2294 | 39.514 | 37.291
8a | of which nuclear |  |  | 0 | 0 | 0 | 0 | 0 | 0 | 0 | 0 | 0 | 0 | 0 | 0 | 0 | 0 | 0 | 0 | 0 | 0 | 0
8b | of which Lignite |  |  | 0 | 0 | 0 | 0 | 0 | 0 | 0 | 0 | 0 | 0 | 0 | 0 | 0 | 0 | 0 | 0 | 0 | 0 | 0
8c | of which Hard Coal |  |  | 0 | 0 | 0 | 0 | 0 | 0 | 0 | 0 | 0 | 0 | 0 | 0 | 0 | 0 | 0 | 0 | 0 | 0 | 0
8d | of which Gas |  |  | 2.364 | 2.364 | 2.364 | 2.364 | 2.364 | 2.364 | 2.364 | 2.364 | 2.364 | 2.364 | 2.364 | 2.364 | 2.364 | 2.364 | 2.364 | 2.364 | 2.364 | 2.364 | 2.364
8e | of which Oil |  |  | 0 | 0 | 0 | 0 | 0 | 0 | 0 | 0 | 0 | 0 | 0 | 0 | 0 | 0 | 0 | 0 | 0 | 0 | 0
8f | of which Oil Shale |  |  | 0 | 0 | 0 | 0 | 0 | 0 | 0 | 0 | 0 | 0 | 0 | 0 | 0 | 0 | 0 | 0 | 0 | 0 | 0
8g | of which Fossil Peat |  |  | 0 | 0 | 0 | 0 | 0 | 0 | 0 | 0 | 0 | 0 | 0 | 0 | 0 | 0 | 0 | 0 | 0 | 0 | 0
8h | of which onshore wind |  |  | 17.6509 | 17.6862 | 17.6896 | 17.6887 | 17.6828 | 17.9437 | 17.9576 | 17.9372 | 18.002 | 17.9805 | 18.2504 | 18.2851 | 18.4102 | 18.9901 | 19.2096 | 19.1479 | 19.1473 | 18.7304 | 18.6905
8i | of which offshore wind |  |  | 0 | 0 | 0 | 0 | 0 | 0 | 0 | 0 | 0 | 0 | 0 | 0 | 0 | 0 | 0 | 0 | 0 | 0 | 0
8j | of which Solar |  |  | 6.9526 | 7.0052 | 7.0579 | 7.1104 | 7.1627 | 7.2141 | 7.2625 | 7.3031 | 7.3296 | 7.3369 | 7.323 | 7.291 | 7.2343 | 7.1722 | 7.1046 | 7.0115 | 6.9824 | 6.9515 | 5.3616
8k | of which Biomass |  |  | 0.742 | 0.742 | 0.742 | 0.742 | 0.742 | 0.742 | 0.742 | 0.742 | 0.742 | 0.742 | 0.742 | 0.742 | 0.742 | 0.742 | 0.742 | 0.742 | 0.742 | 0.742 | 0.742
8l | of which other RES (apart from hydro) |  |  | 2.848 | 2.848 | 2.848 | 2.848 | 2.848 | 2.848 | 2.848 | 2.848 | 2.848 | 2.848 | 2.848 | 2.848 | 2.848 | 2.848 | 2.801 | 2.801 | 2.801 | 2.801 | 2.801
8m | Hydro Run of River and Reservoir |  |  | 8.0485 | 8.0521 | 7.9637 | 7.8708 | 7.8721 | 6.9756 | 7.0205 | 6.7247 | 6.5319 | 6.4155 | 5.8944 | 5.8127 | 5.8145 | 5.8295 | 5.8238 | 5.7688 | 5.7911 | 5.5236 | 5.4859
8n | Hydro pumping |  |  | 2.156 | 2.156 | 2.1749 | 1.8282 | 1.8282 | 1.9739 | 1.9739 | 2.0072 | 1.6356 | 1.6356 | 1.6053 | 1.6053 | 1.6053 | 1.7726 | 1.789 | 1.7486 | 1.7486 | 1.7486 | 1.193
8o | of which other non-RES (incl. not clearly identifiable energy sources) |  |  | 0.653 | 0.653 | 0.653 | 0.653 | 0.653 | 0.653 | 0.653 | 0.653 | 0.653 | 0.653 | 0.653 | 0.653 | 0.653 | 0.653 | 0.653 | 0.653 | 0.653 | 0.653 | 0.653
9 | Available capacity (9 = 6 - (7 + 8)) |  |  | 53.0184 | 54.6212 | 56.538 | 57.0733 | 58.759 | 59.3449 | 60.4911 | 60.8807 | 61.5013 | 61.7792 | 61.56 | 61.7862 | 61.5135 | 60.9607 | 59.2556 | 60.0551 | 60.4758 | 61.3386 | 61.942
10 | Outages: average expected value (all power stations) |  |  | 2.267 | 2.2646 | 2.37 | 2.37 | 2.4652 | 2.4652 | 2.4885 | 2.4885 | 2.4885 | 2.4885 | 2.4644 | 2.4644 | 2.4469 | 2.4469 | 2.3553 | 2.3794 | 2.4007 | 2.4007 | 2.3116
11 | System services reserve (one hour ahead of real time) |  |  | 0.9 | 0.9 | 0.9 | 0.9 | 0.9 | 0.9 | 0.9 | 0.9 | 0.9 | 0.9 | 0.9 | 0.9 | 0.9 | 0.9 | 0.9 | 0.9 | 0.9 | 0.9 | 0.9
12 | Reliably available capacity (12 = 9 - (10 + 11)) |  |  | 49.8514 | 51.4566 | 53.268 | 53.8032 | 55.3938 | 55.9798 | 57.1026 | 57.4922 | 58.1128 | 58.3907 | 58.1956 | 58.4218 | 58.1666 | 57.6139 | 56.0003 | 56.7757 | 57.1751 | 58.0379 | 58.7304
13 | Demand at reference point in time |  |  | 35.5428 | 35.6065 | 36.0325 | 36.7518 | 31.6568 | 31.7416 | 36.7766 | 36.4644 | 36.2255 | 35.9305 | 34.7094 | 34.4163 | 34.4078 | 33.4827 | 33.4714 | 32.3989 | 31.7039 | 31.7322 | 26.1839
13b | Population average daily (24h) temperature (degrees Celsius) |  |  | 10.5248 | 9.77 | 9.2304 | 8.9479 | 8.9433 | 9.2538 | 8.0783 | 8.6215 | 9.0062 | 9.2904 | 9.5225 | 9.7426 | 9.983 | 10.2687 | 10.5638 | 10.9782 | 11.4756 | 12.0592 | 12.728
14a | Load reduction / demand side response available at reference point in time |  |  | 1.6 | 1.6 | 1.6 | 1.6 | 1.6 | 1.6 | 1.6 | 1.6 | 1.6 | 1.6 | 1.6 | 1.6 | 1.6 | 1.6 | 1.6 | 1.6 | 1.6 | 1.6 | 1.6
14b | Strategic reserves available at reference point in time |  |  | 0 | 0 | 0 | 0 | 0 | 0 | 0 | 0 | 0 | 0 | 0 | 0 | 0 | 0 | 0 | 0 | 0 | 0 | 0
15 | Net weekly load at reference point in time (15 = 13-14a) |  |  | 33.9428 | 34.0065 | 34.4325 | 35.1518 | 30.0568 | 30.1416 | 35.1766 | 34.8644 | 34.6255 | 34.3305 | 33.1094 | 32.8163 | 32.8078 | 31.8827 | 31.8714 | 30.7989 | 30.1039 | 30.1322 | 24.5839
16 | Remaining capacity at reference point in time (16 = 12- 15) |  |  | 15.9086 | 17.4501 | 18.8355 | 18.6514 | 25.337 | 25.8381 | 21.926 | 22.6278 | 23.4873 | 24.0602 | 25.0862 | 25.6056 | 25.3588 | 25.7311 | 24.1289 | 25.9768 | 27.0712 | 27.9057 | 34.1465
B1 | Weekly peak load (unrestricted reference point in time) |  |  | 36.9138 | 36.5551 | 37.2651 | 37.9278 | 33.2022 | 33.3572 | 38.1204 | 38.2882 | 37.9985 | 37.8937 | 37.4516 | 37.7582 | 37.4167 | 36.3762 | 35.8927 | 35.5013 | 34.7194 | 34.6358 | 29.3792
B2 | Daily hour of expected weekly peak load (CET for winter, but CEST for last week; CEST for summer) |  |  | 20 | 20 | 20 | 20 | 20 | 20 | 20 | 20 | 20 | 20 | 20 | 21 | 21 | 21 | 21 | 21 | 21 | 21 | 20
PART C : DATA FOR SEVERE CONDITIONS
17 | Non-usable capacity at reference point (all power stations including mothballed, authorization & technical & legal constraints, energy source unavailability etc. ) |  |  | 47.0162 | 47.0823 | 47.2296 | 47.3883 | 47.57 | 47.7605 | 47.9005 | 48.077 | 48.2663 | 48.3645 | 48.3006 | 48.4302 | 48.4683 | 48.5771 | 48.5095 | 48.4656 | 48.5048 | 48.357 | 47.5631
17a | of which nuclear |  |  | 0 | 0 | 0 | 0 | 0 | 0 | 0 | 0 | 0 | 0 | 0 | 0 | 0 | 0 | 0 | 0 | 0 | 0 | 0
17b | of which Lignite |  |  | 0 | 0 | 0 | 0 | 0 | 0 | 0 | 0 | 0 | 0 | 0 | 0 | 0 | 0 | 0 | 0 | 0 | 0 | 0
17c | of which Hard Coal |  |  | 0 | 0 | 0 | 0 | 0 | 0 | 0 | 0 | 0 | 0 | 0 | 0 | 0 | 0 | 0 | 0 | 0 | 0 | 0
17d | of which Gas |  |  | 2.364 | 2.364 | 2.364 | 2.364 | 2.364 | 2.364 | 2.364 | 2.364 | 2.364 | 2.364 | 2.364 | 2.364 | 2.364 | 2.364 | 2.364 | 2.364 | 2.364 | 2.364 | 2.364
17e | of which Oil |  |  | 0 | 0 | 0 | 0 | 0 | 0 | 0 | 0 | 0 | 0 | 0 | 0 | 0 | 0 | 0 | 0 | 0 | 0 | 0
17f | of which Oil Shale |  |  | 0 | 0 | 0 | 0 | 0 | 0 | 0 | 0 | 0 | 0 | 0 | 0 | 0 | 0 | 0 | 0 | 0 | 0 | 0
17g | of which Fossil Peat |  |  | 0 | 0 | 0 | 0 | 0 | 0 | 0 | 0 | 0 | 0 | 0 | 0 | 0 | 0 | 0 | 0 | 0 | 0 | 0
17h | of which onshore wind |  |  | 22.6296 | 22.644 | 22.7261 | 22.9398 | 23.0717 | 23.2096 | 23.2855 | 23.311 | 23.4526 | 23.5113 | 23.5603 | 23.6753 | 23.6166 | 23.7393 | 23.8461 | 23.8658 | 23.9332 | 23.8394 | 24.0505
17i | of which offshore wind |  |  | 0 | 0 | 0 | 0 | 0 | 0 | 0 | 0 | 0 | 0 | 0 | 0 | 0 | 0 | 0 | 0 | 0 | 0 | 0
17j | of which Solar |  |  | 6.9526 | 7.0053 | 7.0579 | 7.1105 | 7.1631 | 7.2157 | 7.2679 | 7.3191 | 7.3668 | 7.4062 | 7.4333 | 7.4479 | 7.4447 | 7.4308 | 7.4034 | 7.3397 | 7.3116 | 7.2577 | 6.1526
17k | of which Biomass |  |  | 0.742 | 0.742 | 0.742 | 0.742 | 0.742 | 0.742 | 0.742 | 0.742 | 0.742 | 0.742 | 0.742 | 0.742 | 0.742 | 0.742 | 0.742 | 0.742 | 0.742 | 0.742 | 0.742
17l | of which other RES (apart from hydro) |  |  | 2.848 | 2.848 | 2.848 | 2.848 | 2.848 | 2.848 | 2.848 | 2.848 | 2.848 | 2.848 | 2.848 | 2.848 | 2.848 | 2.848 | 2.801 | 2.801 | 2.801 | 2.801 | 2.801
17m | Hydro Run of River and Reservoir |  |  | 8.671 | 8.67 | 8.6637 | 8.6311 | 8.6282 | 8.6282 | 8.64 | 8.64 | 8.64 | 8.64 | 8.5 | 8.5 | 8.5 | 8.5 | 8.4 | 8.4 | 8.4 | 8.4 | 8.5
17n | Hydro pumping |  |  | 2.156 | 2.156 | 2.1749 | 2.1 | 2.1 | 2.1 | 2.1 | 2.2 | 2.2 | 2.2 | 2.2 | 2.2 | 2.3 | 2.3 | 2.3 | 2.3 | 2.3 | 2.3 | 2.3
17o | of which other non-RES (incl. not clearly identifiable energy sources) |  |  | 0.653 | 0.653 | 0.653 | 0.653 | 0.653 | 0.653 | 0.653 | 0.653 | 0.653 | 0.653 | 0.653 | 0.653 | 0.653 | 0.653 | 0.653 | 0.653 | 0.653 | 0.653 | 0.653
18 | Available capacity (18 = 6 - (7 + 17)) |  |  | 47.4172 | 49.0455 | 50.8015 | 50.7901 | 52.3418 | 52.2987 | 53.4121 | 53.3829 | 53.341 | 53.3902 | 52.9395 | 52.9572 | 52.7165 | 52.755 | 51.2331 | 51.8263 | 52.2005 | 52.4956 | 51.6699
19 | Outages: average expected value (all power stations) under SEVERE conditions |  |  | 2.267 | 2.2646 | 2.37 | 2.37 | 2.4652 | 2.4652 | 2.4885 | 2.4885 | 2.4885 | 2.4885 | 2.4644 | 2.4644 | 2.4469 | 2.4469 | 2.3553 | 2.3794 | 2.4007 | 2.4007 | 2.3116
20 | System services reserve (one hour ahead of real time) under SEVERE conditions |  |  | 0.9 | 0.9 | 0.9 | 0.9 | 0.9 | 0.9 | 0.9 | 0.9 | 0.9 | 0.9 | 0.9 | 0.9 | 0.9 | 0.9 | 0.9 | 0.9 | 0.9 | 0.9 | 0.9
21 | Reliably available capacity under SEVERE conditions (21 = 18 - (19 + 20)) |  |  | 44.2502 | 45.8808 | 47.5315 | 47.5201 | 48.9766 | 48.9335 | 50.0236 | 49.9944 | 49.9525 | 50.0017 | 49.5751 | 49.5928 | 49.3696 | 49.4081 | 47.9778 | 48.5469 | 48.8997 | 49.1948 | 48.4583
22 | Demand at reference point in time under SEVERE conditions (one in 20 year) |  |  | 38.6891 | 38.0415 | 38.5786 | 39.9795 | 34.3558 | 34.1049 | 42.2209 | 41.9414 | 39.4734 | 39.5164 | 40.0075 | 41.2638 | 38.4852 | 38.2508 | 36.557 | 35.9491 | 34.318 | 34.2894 | 27.7851
23a | Load reduction / demand side response available at reference point in time under SEVERE conditions |  |  | 1.6 | 1.6 | 1.6 | 1.6 | 1.6 | 1.6 | 1.6 | 1.6 | 1.6 | 1.6 | 1.6 | 1.6 | 1.6 | 1.6 | 1.6 | 1.6 | 1.6 | 1.6 | 1.6
23b | Strategic reserves available at reference point in time under SEVERE conditions |  |  | 0 | 0 | 0 | 0 | 0 | 0 | 0 | 0 | 0 | 0 | 0 | 0 | 0 | 0 | 0 | 0 | 0 | 0 | 0
24 | Net weekly peak load for SEVERE conditions (24 = 22-23a) |  |  | 37.0891 | 36.4415 | 36.9786 | 38.3795 | 32.7558 | 32.5049 | 40.6209 | 40.3414 | 37.8734 | 37.9164 | 38.4075 | 39.6638 | 36.8852 | 36.6508 | 34.957 | 34.3491 | 32.718 | 32.6894 | 26.1851
25 | Remaining capacity for SEVERE conditions (25 = 21-24) |  |  | 7.1611 | 9.4393 | 10.5529 | 9.1406 | 16.2209 | 16.4287 | 9.4028 | 9.653 | 12.0791 | 12.0852 | 11.1676 | 9.929 | 12.4844 | 12.7573 | 13.0208 | 14.1979 | 16.1817 | 16.5054 | 22.2732
C1 | Weekly peak load under SEVERE conditions (unrestricted reference point in time) |  |  | 40.2158 | 39.9922 | 40.1633 | 40.8878 | 35.8372 | 35.0928 | 44.2862 | 43.2469 | 41.6726 | 41.5823 | 41.4477 | 43.9613 | 40.6312 | 41.4499 | 38.9944 | 38.6886 | 37.2915 | 36.8762 | 30.2238
C2 | Daily hour of expected weekly peak load (CET for winter, but CEST for last week; CEST for summer) |  |  | 20 | 20 | 20 | 20 | 20 | 20 | 20 | 20 | 20 | 20 | 20 | 21 | 21 | 21 | 21 | 21 | 21 | 21 | 20
PART D: ADDITIONAL INFORMATION FOR INTERCONNECTORS (at synchronous peak)
31 | Simultaneous importable capacity |  | From | 6.15 | 6.15 | 6.35 | 6.35 | 6.35 | 6.35 | 6.6 | 6.6 | 6.6 | 6.6 | 6.6 | 6.6 | 6.6 | 6.6 | 6.6 | 6.6 | 6.6 | 6.6 | 5.55
32 | Simultaneous exportable capacity |  | To | 3.72 | 3.72 | 3.72 | 3.72 | 3.72 | 3.72 | 3.87 | 3.87 | 3.87 | 3.87 | 3.87 | 3.87 | 3.87 | 3.87 | 3.87 | 3.87 | 3.87 | 3.87 | 4.6
| The off-peak dates are related to Sunday of each week |  |  | 2019-12-01 | 2019-12-08 | 2019-12-15 | 2019-12-22 | 2019-12-29 | 2020-01-05 | 2020-01-12 | 2020-01-19 | 2020-01-26 | 2020-02-02 | 2020-02-09 | 2020-02-16 | 2020-02-23 | 2020-03-01 | 2020-03-08 | 2020-03-15 | 2020-03-22 | 2020-03-29 | 2020-04-05
| WEEK |  |  | 48 | 49 | 50 | 51 | 52 | 1 | 2 | 3 | 4 | 5 | 6 | 7 | 8 | 9 | 10 | 11 | 12 | 13 | 14
| Time (CET for winter, but CEST for last week of winter; CEST for summer) |  |  | 5:00 | 5:00 | 5:00 | 5:00 | 5:00 | 5:00 | 5:00 | 5:00 | 5:00 | 5:00 | 5:00 | 5:00 | 5:00 | 5:00 | 5:00 | 5:00 | 5:00 | 6:00 | 5:00
PART E: ADDITIONAL INFORMATION FOR NIGHT MIN DEMAND CONDITIONS
33 | Weekly Minimum Demand (overnight valley minimum) |  |  | 21.4191 | 21.5558 | 21.4234 | 21.1175 | 21.2715 | 21.0901 | 21.771 | 21.8608 | 21.4012 | 21.9468 | 21.7632 | 21.6741 | 21.4495 | 21.4749 | 21.334 | 21.0074 | 20.9065 | 21.3728 | 20.9648
34 | Must Run Generation (excluding wind/run of river) |  |  | 8.011 | 8.011 | 9.075 | 9.075 | 10.12 | 10.12 | 10.12 | 10.12 | 10.12 | 10.12 | 10.12 | 10.12 | 10.12 | 10.12 | 10.12 | 10.12 | 10.12 | 10.12 | 9.109
35 | Run of river generation (Must Run) |  |  | 0.8 | 0.8 | 0.8 | 0.8 | 0.8 | 0.8 | 0.8 | 0.8 | 0.8 | 0.8 | 0.8 | 0.8 | 0.8 | 0.8 | 0.8 | 0.8 | 0.8 | 0.8 | 0.8
36 | Downward balancing reserves (FCR, FRR) |  |  | 0.87 | 0.87 | 0.87 | 0.87 | 0.87 | 0.87 | 0.87 | 0.87 | 0.87 | 0.87 | 0.87 | 0.87 | 0.87 | 0.87 | 0.87 | 0.87 | 0.87 | 0.87 | 0.87
37 | Pumping Storage Capacity available (Power) |  |  | 5.57 | 5.768 | 5.768 | 5.768 | 5.768 | 5.965 | 5.965 | 5.965 | 5.965 | 5.866 | 5.866 | 5.866 | 5.866 | 5.837 | 5.837 | 5.837 | 5.837 | 5.837 | 5.837
38a | Highest expected onshore wind generation running |  |  | 14.2015 | 14.3344 | 14.9215 | 15.4448 | 15.4161 | 15.4352 | 15.2791 | 15.2115 | 15.4121 | 15.8582 | 15.6522 | 15.6845 | 15.6274 | 14.8356 | 14.7168 | 14.6181 | 13.9126 | 13.906 | 13.9959
38b | Highest expected offshore wind generation running |  |  | 0 | 0 | 0 | 0 | 0 | 0 | 0 | 0 | 0 | 0 | 0 | 0 | 0 | 0 | 0 | 0 | 0 | 0 | 0
39 | DOWNWARD REGULATION CAPABILITIES: 39 = (33+37)-(34+35+36+38a+38b)) |  |  | 3.1065 | 3.3084 | 1.525 | 0.69569 | -0.16661 | -0.17008 | 0.66684 | 0.82425 | 0.16405 | 0.1646 | 0.18701 | 0.065686 | -0.10183 | 0.68632 | 0.66425 | 0.43627 | 1.0409 | 1.5138 | 2.0268
PART Ebis: ADDITIONAL INFORMATION FOR INTERCONNECTORS
Transportable capacity at night minimum demand conditions (high wind conditions)
40 | Simultaneous importable capacity |  | From | 5.49 | 5.74 | 5.74 | 5.74 | 5.74 | 5.49 | 5.49 | 5.49 | 5.49 | 5.49 | 5.49 | 5.49 | 5.49 | 5.49 | 5.49 | 5.49 | 5.49 | 5.49 | 5.15
41 | Simultaneous exportable capacity |  | To | 3.99 | 3.99 | 3.99 | 3.99 | 3.99 | 5.39 | 5.39 | 5.39 | 5.39 | 5.39 | 5.39 | 5.39 | 5.39 | 5.39 | 5.39 | 5.39 | 5.39 | 5.39 | 5.92
| Time (CET for winter, but CEST for last week of winter; CEST for summer) |  |  | 11:00 | 11:00 | 11:00 | 11:00 | 11:00 | 11:00 | 11:00 | 11:00 | 11:00 | 11:00 | 11:00 | 11:00 | 11:00 | 11:00 | 11:00 | 11:00 | 11:00 | 11:00 | 11:00
PART F: ADDITIONAL INFORMATION FOR DAYTIME MIN DEMAND CONDITIONS
42 | Weekly Minimum Daytime Demand (Sunday low peak + solar) |  |  | 27.4511 | 27.5601 | 27.3804 | 29.2679 | 29.7753 | 29.4502 | 27.9173 | 27.9058 | 27.8722 | 28.2914 | 27.8386 | 27.8074 | 27.8126 | 27.7631 | 27.6441 | 27.707 | 27.5846 | 26.3426 | 29.0924
43 | Must Run Generation (excluding wind/PV/run of river) |  |  | 8.011 | 8.011 | 9.075 | 9.075 | 10.12 | 10.12 | 10.12 | 10.12 | 10.12 | 10.12 | 10.12 | 10.12 | 10.12 | 10.12 | 10.12 | 10.12 | 10.12 | 10.12 | 9.109
44 | Run of river generation (Must Run) |  |  | 0.8 | 0.8 | 0.8 | 0.8 | 0.8 | 0.8 | 0.8 | 0.8 | 0.8 | 0.8 | 0.8 | 0.8 | 0.8 | 0.8 | 0.8 | 0.8 | 0.8 | 0.8 | 0.8
45 | Downward balancing reserves (FCR, FRR) |  |  | 0.87 | 0.87 | 0.87 | 0.87 | 0.87 | 0.87 | 0.87 | 0.87 | 0.87 | 0.87 | 0.87 | 0.87 | 0.87 | 0.87 | 0.87 | 0.87 | 0.87 | 0.87 | 0.87
46 | Pumping Storage Capacity available (Power) |  |  | 5.57 | 5.768 | 5.768 | 5.768 | 5.768 | 5.965 | 5.965 | 5.965 | 5.965 | 5.866 | 5.866 | 5.866 | 5.866 | 5.837 | 5.837 | 5.837 | 5.837 | 5.837 | 5.837
47a | Highest expected onshore wind generation running |  |  | 14.2747 | 14.4275 | 14.8447 | 15.1141 | 15.233 | 15.1748 | 15.2645 | 15.2975 | 15.4856 | 15.9705 | 15.6887 | 16.0191 | 15.9281 | 15.3106 | 15.0838 | 14.8233 | 14.461 | 14.5024 | 14.375
47b | Highest expected offshore wind generation running |  |  | 0 | 0 | 0 | 0 | 0 | 0 | 0 | 0 | 0 | 0 | 0 | 0 | 0 | 0 | 0 | 0 | 0 | 0 | 0
48 | Highest expected solar PV running |  |  | 3.3508 | 3.2329 | 3.1493 | 3.1237 | 3.1422 | 3.1655 | 3.2144 | 3.2882 | 3.4167 | 3.6164 | 3.7992 | 3.98 | 4.2067 | 4.4539 | 4.6102 | 4.7426 | 4.9501 | 5.1331 | 3.7686
49 | DOWNWARD REGULATION CAPABILITIES: 49 = (42+46)-(43+44+45+47a+47b+48a+48b) |  |  | 5.7146 | 5.9866 | 4.4094 | 6.0532 | 5.3782 | 5.2849 | 3.6135 | 3.4951 | 3.145 | 2.7805 | 2.4267 | 1.8844 | 1.7538 | 2.0456 | 1.9971 | 2.1882 | 2.2205 | 0.75411 | 6.0069
PART Fbis: ADDITIONAL INFORMATION FOR INTERCONNECTORS
Transportable capacity at daytime minimum demand conditions (high wind and high solar conditions)
50 | Simultaneous importable capacity |  | From | 5.49 | 5.74 | 5.74 | 5.74 | 5.74 | 5.49 | 5.49 | 5.49 | 5.49 | 5.49 | 5.49 | 5.49 | 5.49 | 5.49 | 5.49 | 5.49 | 5.49 | 5.49 | 5.15
51 | Simultaneous exportable capacity |  | To | 3.99 | 3.99 | 3.99 | 3.99 | 3.99 | 5.39 | 5.39 | 5.39 | 5.39 | 5.39 | 5.39 | 5.39 | 5.39 | 5.39 | 5.39 | 5.39 | 5.39 | 5.39 | 5.92

## EE
Winter Outlook Report 2019/2020
| Power Data (all entries are assumed to be >0) |  |  |  |  | EE | [6 empty] | Heating if temperature below: | 13.4788 |  |  |  | Cooling if temperature above: | not detected
| (Net values in GW, at a synchronous time every week) |  |  |  |  | Estonia | [6 empty] | Heating saturation temperature: | -7 |  |  |  | Cooling saturation temperature: | not detected
[13 empty] | Temperature sensitivity in heating [MW/ ͦC] | -19.7137 |  |  |  | Temperature sensitivity in cooling [MW/ ͦC] | not detected
| The peak dates are related to Wednesday of each week |  |  | 2019-11-27 | 2019-12-04 | 2019-12-11 | 2019-12-18 | 2019-12-24 | 2019-12-31 | 2020-01-08 | 2020-01-15 | 2020-01-22 | 2020-01-29 | 2020-02-05 | 2020-02-12 | 2020-02-19 | 2020-02-26 | 2020-03-04 | 2020-03-11 | 2020-03-18 | 2020-03-25 | 2020-04-01
| WEEK |  |  | 48 | 49 | 50 | 51 | 52 | 1 | 2 | 3 | 4 | 5 | 6 | 7 | 8 | 9 | 10 | 11 | 12 | 13 | 14
| Time (CET for winter, but CEST last week; CEST for summer) |  |  | 19:00 | 19:00 | 19:00 | 19:00 | 19:00 | 19:00 | 19:00 | 19:00 | 19:00 | 19:00 | 19:00 | 19:00 | 19:00 | 19:00 | 19:00 | 19:00 | 19:00 | 19:00 | 19:00
Line | PART A : INDIGENOUS NATIONAL GENERATION | Severe conditions Average Forced Outage Rate | Normal conditions Average Forced Outage Rate
Net generating capacity:
1 | Nuclear Power | 0% | 0% | 0 | 0 | 0 | 0 | 0 | 0 | 0 | 0 | 0 | 0 | 0 | 0 | 0 | 0 | 0 | 0 | 0 | 0 | 0
2 | Fossil Fuels |  |  | 2.18 | 2.18 | 2.18 | 2.18 | 2.18 | 2.18 | 2.18 | 2.18 | 2.18 | 2.18 | 2.18 | 2.18 | 2.18 | 2.18 | 2.18 | 2.18 | 2.18 | 2.18 | 2.18
2a | of which Lignite | 0% | 0% | 0 | 0 | 0 | 0 | 0 | 0 | 0 | 0 | 0 | 0 | 0 | 0 | 0 | 0 | 0 | 0 | 0 | 0 | 0
2b | of which Hard Coal | 0% | 0% | 0 | 0 | 0 | 0 | 0 | 0 | 0 | 0 | 0 | 0 | 0 | 0 | 0 | 0 | 0 | 0 | 0 | 0 | 0
2c | of which Gas | 7% | 7% | 0.204 | 0.204 | 0.204 | 0.204 | 0.204 | 0.204 | 0.204 | 0.204 | 0.204 | 0.204 | 0.204 | 0.204 | 0.204 | 0.204 | 0.204 | 0.204 | 0.204 | 0.204 | 0.204
2d | of which Oil | 9% | 9% | 0 | 0 | 0 | 0 | 0 | 0 | 0 | 0 | 0 | 0 | 0 | 0 | 0 | 0 | 0 | 0 | 0 | 0 | 0
2e | of which Oil Shale | 9% | 9% | 1.976 | 1.976 | 1.976 | 1.976 | 1.976 | 1.976 | 1.976 | 1.976 | 1.976 | 1.976 | 1.976 | 1.976 | 1.976 | 1.976 | 1.976 | 1.976 | 1.976 | 1.976 | 1.976
2f | of which Fossil Peat | 0% | 0% | 0 | 0 | 0 | 0 | 0 | 0 | 0 | 0 | 0 | 0 | 0 | 0 | 0 | 0 | 0 | 0 | 0 | 0 | 0
3 | Renewable Energy Sources (other than hydro) |  |  | 0.6144 | 0.6144 | 0.6144 | 0.6144 | 0.6144 | 0.6144 | 0.6144 | 0.6144 | 0.6144 | 0.6144 | 0.6144 | 0.6144 | 0.6144 | 0.6144 | 0.6144 | 0.6144 | 0.6144 | 0.6144 | 0.6144
3a | of which onshore wind | 0% | 0% | 0.487 | 0.487 | 0.487 | 0.487 | 0.487 | 0.487 | 0.487 | 0.487 | 0.487 | 0.487 | 0.487 | 0.487 | 0.487 | 0.487 | 0.487 | 0.487 | 0.487 | 0.487 | 0.487
3b | of which offshore wind | 0% | 0% | 0 | 0 | 0 | 0 | 0 | 0 | 0 | 0 | 0 | 0 | 0 | 0 | 0 | 0 | 0 | 0 | 0 | 0 | 0
3c | of which Solar (PV) | 0% | 0% | 0.0014 | 0.0014 | 0.0014 | 0.0014 | 0.0014 | 0.0014 | 0.0014 | 0.0014 | 0.0014 | 0.0014 | 0.0014 | 0.0014 | 0.0014 | 0.0014 | 0.0014 | 0.0014 | 0.0014 | 0.0014 | 0.0014
3d | of which Biomass | 0% | 0% | 0.102 | 0.102 | 0.102 | 0.102 | 0.102 | 0.102 | 0.102 | 0.102 | 0.102 | 0.102 | 0.102 | 0.102 | 0.102 | 0.102 | 0.102 | 0.102 | 0.102 | 0.102 | 0.102
3e | of which other RES (e.g. tidal, wave, geothermal, RES waste, CSP) | 0% | 0% | 0.024 | 0.024 | 0.024 | 0.024 | 0.024 | 0.024 | 0.024 | 0.024 | 0.024 | 0.024 | 0.024 | 0.024 | 0.024 | 0.024 | 0.024 | 0.024 | 0.024 | 0.024 | 0.024
4a | Hydro Run of River and Reservoir | 0% | 0% | 0.008 | 0.008 | 0.008 | 0.008 | 0.008 | 0.008 | 0.008 | 0.008 | 0.008 | 0.008 | 0.008 | 0.008 | 0.008 | 0.008 | 0.008 | 0.008 | 0.008 | 0.008 | 0.008
4b | Hydro pumping | 0% | 0% | 0 | 0 | 0 | 0 | 0 | 0 | 0 | 0 | 0 | 0 | 0 | 0 | 0 | 0 | 0 | 0 | 0 | 0 | 0
5 | Other non-RES (e.g. CHP non-renewable, waste non-renewable) | 0% | 0% | 0 | 0 | 0 | 0 | 0 | 0 | 0 | 0 | 0 | 0 | 0 | 0 | 0 | 0 | 0 | 0 | 0 | 0 | 0
6 | Total Net generating capacity (6 = 1+2+3+4a+4b+5) |  |  | 2.8024 | 2.8024 | 2.8024 | 2.8024 | 2.8024 | 2.8024 | 2.8024 | 2.8024 | 2.8024 | 2.8024 | 2.8024 | 2.8024 | 2.8024 | 2.8024 | 2.8024 | 2.8024 | 2.8024 | 2.8024 | 2.8024
7 | Maintenance & Overhauls (planned outages) |  |  | 0.173 | 0.173 | 0.173 | 0.173 | 0.173 | 0.173 | 0 | 0 | 0 | 0 | 0 | 0 | 0 | 0 | 0 | 0 | 0 | 0 | 0
7a | Nuclear Power |  |  | 0 | 0 | 0 | 0 | 0 | 0 | 0 | 0 | 0 | 0 | 0 | 0 | 0 | 0 | 0 | 0 | 0 | 0 | 0
7b | Lignite |  |  | 0 | 0 | 0 | 0 | 0 | 0 | 0 | 0 | 0 | 0 | 0 | 0 | 0 | 0 | 0 | 0 | 0 | 0 | 0
7c | Hard Coal |  |  | 0 | 0 | 0 | 0 | 0 | 0 | 0 | 0 | 0 | 0 | 0 | 0 | 0 | 0 | 0 | 0 | 0 | 0 | 0
7d | Gas |  |  | 0 | 0 | 0 | 0 | 0 | 0 | 0 | 0 | 0 | 0 | 0 | 0 | 0 | 0 | 0 | 0 | 0 | 0 | 0
7e | Oil |  |  | 0 | 0 | 0 | 0 | 0 | 0 | 0 | 0 | 0 | 0 | 0 | 0 | 0 | 0 | 0 | 0 | 0 | 0 | 0
7f | Oil Shale |  |  | 0.173 | 0.173 | 0.173 | 0.173 | 0.173 | 0.173 | 0 | 0 | 0 | 0 | 0 | 0 | 0 | 0 | 0 | 0 | 0 | 0 | 0
7g | Fossil Peat |  |  | 0 | 0 | 0 | 0 | 0 | 0 | 0 | 0 | 0 | 0 | 0 | 0 | 0 | 0 | 0 | 0 | 0 | 0 | 0
7h | Onshore Wind |  |  | 0 | 0 | 0 | 0 | 0 | 0 | 0 | 0 | 0 | 0 | 0 | 0 | 0 | 0 | 0 | 0 | 0 | 0 | 0
7i | Offshore Wind |  |  | 0 | 0 | 0 | 0 | 0 | 0 | 0 | 0 | 0 | 0 | 0 | 0 | 0 | 0 | 0 | 0 | 0 | 0 | 0
7j | Solar (PV) |  |  | 0 | 0 | 0 | 0 | 0 | 0 | 0 | 0 | 0 | 0 | 0 | 0 | 0 | 0 | 0 | 0 | 0 | 0 | 0
7k | Biomass |  |  | 0 | 0 | 0 | 0 | 0 | 0 | 0 | 0 | 0 | 0 | 0 | 0 | 0 | 0 | 0 | 0 | 0 | 0 | 0
7l | other RES (apart from hydro, including tidal, wave, geothermal, waste renewable, CSP,…) |  |  | 0 | 0 | 0 | 0 | 0 | 0 | 0 | 0 | 0 | 0 | 0 | 0 | 0 | 0 | 0 | 0 | 0 | 0 | 0
7m | Hydro Run of River and Reservoir |  |  | 0 | 0 | 0 | 0 | 0 | 0 | 0 | 0 | 0 | 0 | 0 | 0 | 0 | 0 | 0 | 0 | 0 | 0 | 0
7n | Hydro pumping |  |  | 0 | 0 | 0 | 0 | 0 | 0 | 0 | 0 | 0 | 0 | 0 | 0 | 0 | 0 | 0 | 0 | 0 | 0 | 0
7o | Other non-RES (incl. not clearly identifiable energy sources) |  |  | 0 | 0 | 0 | 0 | 0 | 0 | 0 | 0 | 0 | 0 | 0 | 0 | 0 | 0 | 0 | 0 | 0 | 0 | 0
PART B : DATA FOR NORMAL CONDITIONS
8 | Non-usable capacity at reference point (all power stations including mothballed, authorization & technical & legal constraints, energy source unavailability etc. ) |  |  | 0.3686 | 0.35062 | 0.34289 | 0.34851 | 0.34402 | 0.34853 | 0.35993 | 0.35618 | 0.36051 | 0.37366 | 0.37542 | 0.38626 | 0.39054 | 0.38958 | 0.38832 | 0.39304 | 0.39295 | 0.39589 | 0.40192
8a | of which nuclear
8b | of which Lignite
8c | of which Hard Coal
8d | of which Gas
8e | of which Oil
8f | of which Oil Shale
8g | of which Fossil Peat
8h | of which onshore wind |  |  | 0.3672 | 0.34922 | 0.34149 | 0.34711 | 0.34262 | 0.34713 | 0.35853 | 0.35478 | 0.35911 | 0.37226 | 0.37402 | 0.38486 | 0.38914 | 0.38818 | 0.38692 | 0.39164 | 0.39155 | 0.39449 | 0.40054
8i | of which offshore wind |  |  | 0 | 0 | 0 | 0 | 0 | 0 | 0 | 0 | 0 | 0 | 0 | 0 | 0 | 0 | 0 | 0 | 0 | 0 | 0
8j | of which Solar |  |  | 0.0014 | 0.0014 | 0.0014 | 0.0014 | 0.0014 | 0.0014 | 0.0014 | 0.0014 | 0.0014 | 0.0014 | 0.0014 | 0.0014 | 0.0014 | 0.0014 | 0.0014 | 0.0014 | 0.0014 | 0.0014 | 0.0013796
8k | of which Biomass
8l | of which other RES (apart from hydro)
8m | Hydro Run of River and Reservoir
8n | Hydro pumping
8o | of which other non-RES (incl. not clearly identifiable energy sources)
9 | Available capacity (9 = 6 - (7 + 8)) |  |  | 2.2608 | 2.2788 | 2.2865 | 2.2809 | 2.2854 | 2.2809 | 2.4425 | 2.4462 | 2.4419 | 2.4287 | 2.427 | 2.4161 | 2.4119 | 2.4128 | 2.4141 | 2.4094 | 2.4095 | 2.4065 | 2.4005
10 | Outages: average expected value (all power stations) |  |  | 0.17655 | 0.17655 | 0.17655 | 0.17655 | 0.17655 | 0.17655 | 0.19212 | 0.19212 | 0.19212 | 0.19212 | 0.19212 | 0.19212 | 0.19212 | 0.19212 | 0.19212 | 0.19212 | 0.19212 | 0.19212 | 0.19212
11 | System services reserve (one hour ahead of real time) |  |  | 0.25 | 0.25 | 0.25 | 0.25 | 0.25 | 0.25 | 0.25 | 0.25 | 0.25 | 0.25 | 0.25 | 0.25 | 0.25 | 0.25 | 0.25 | 0.25 | 0.25 | 0.25 | 0.25
12 | Reliably available capacity (12 = 9 - (10 + 11)) |  |  | 1.8343 | 1.8522 | 1.86 | 1.8543 | 1.8588 | 1.8543 | 2.0003 | 2.0041 | 1.9998 | 1.9866 | 1.9849 | 1.974 | 1.9697 | 1.9707 | 1.972 | 1.9672 | 1.9673 | 1.9644 | 1.9584
13 | Demand at reference point in time |  |  | 1.082 | 1.105 | 1.105 | 1.135 | 1.13 | 1.14 | 1.152 | 1.138 | 1.129 | 1.138 | 1.116 | 1.112 | 1.112 | 1.095 | 1.074 | 1.07 | 1.043 | 1.03 | 1.03
13b | Population average daily (24h) temperature (degrees Celsius) |  |  | 0.27413 | -0.52391 | -1.207 | -1.7736 | -2.1691 | -2.5337 | -3.2462 | -3.8276 | -4.2393 | -4.4646 | -4.4938 | -4.3238 | -3.9573 | -3.4018 | -2.784 | -1.9114 | -0.89262 | 0.25207 | 1.5004
14a | Load reduction / demand side response available at reference point in time
14b | Strategic reserves available at reference point in time
15 | Net weekly load at reference point in time (15 = 13-14a) |  |  | 1.082 | 1.105 | 1.105 | 1.135 | 1.13 | 1.14 | 1.152 | 1.138 | 1.129 | 1.138 | 1.116 | 1.112 | 1.112 | 1.095 | 1.074 | 1.07 | 1.043 | 1.03 | 1.03
16 | Remaining capacity at reference point in time (16 = 12- 15) |  |  | 0.75225 | 0.74723 | 0.75496 | 0.71934 | 0.72883 | 0.71432 | 0.84835 | 0.8661 | 0.87077 | 0.84862 | 0.86886 | 0.86202 | 0.85774 | 0.8757 | 0.89796 | 0.89724 | 0.92433 | 0.93439 | 0.92836
B1 | Weekly peak load (unrestricted reference point in time) |  |  | 1.25 | 1.29 | 1.26 | 1.32 | 1.32 | 1.35 | 1.37 | 1.34 | 1.31 | 1.35 | 1.3 | 1.32 | 1.34 | 1.31 | 1.26 | 1.29 | 1.23 | 1.23 | 1.23
B2 | Daily hour of expected weekly peak load (CET for winter, but CEST for last week; CEST for summer) |  |  | 9:00 | 9:00 | 9:00 | 9:00 | 9:00 | 9:00 | 9:00 | 9:00 | 9:00 | 9:00 | 9:00 | 9:00 | 9:00 | 9:00 | 9:00 | 9:00 | 9:00 | 9:00 | 9:00
PART C : DATA FOR SEVERE CONDITIONS
17 | Non-usable capacity at reference point (all power stations including mothballed, authorization & technical & legal constraints, energy source unavailability etc. ) |  |  | 0.48561 | 0.48389 | 0.48432 | 0.48522 | 0.48415 | 0.48451 | 0.487 | 0.48551 | 0.48691 | 0.48901 | 0.48954 | 0.49145 | 0.49263 | 0.49264 | 0.49233 | 0.49162 | 0.49119 | 0.49083 | 0.49155
17a | of which nuclear
17b | of which Lignite
17c | of which Hard Coal
17d | of which Gas
17e | of which Oil
17f | of which Oil Shale
17g | of which Fossil Peat
17h | of which onshore wind |  |  | 0.47621 | 0.47449 | 0.47492 | 0.47582 | 0.47475 | 0.47511 | 0.4776 | 0.47611 | 0.47751 | 0.47961 | 0.48014 | 0.48205 | 0.48323 | 0.48324 | 0.48293 | 0.48222 | 0.48179 | 0.48143 | 0.48215
17i | of which offshore wind |  |  | 0 | 0 | 0 | 0 | 0 | 0 | 0 | 0 | 0 | 0 | 0 | 0 | 0 | 0 | 0 | 0 | 0 | 0 | 0
17j | of which Solar |  |  | 0.0014 | 0.0014 | 0.0014 | 0.0014 | 0.0014 | 0.0014 | 0.0014 | 0.0014 | 0.0014 | 0.0014 | 0.0014 | 0.0014 | 0.0014 | 0.0014 | 0.0014 | 0.0014 | 0.0014 | 0.0014 | 0.0013963
17k | of which Biomass
17l | of which other RES (apart from hydro)
17m | Hydro Run of River and Reservoir |  |  | 0.008 | 0.008 | 0.008 | 0.008 | 0.008 | 0.008 | 0.008 | 0.008 | 0.008 | 0.008 | 0.008 | 0.008 | 0.008 | 0.008 | 0.008 | 0.008 | 0.008 | 0.008 | 0.008
17n | Hydro pumping
17o | of which other non-RES (incl. not clearly identifiable energy sources)
18 | Available capacity (18 = 6 - (7 + 17)) |  |  | 2.1438 | 2.1455 | 2.1451 | 2.1442 | 2.1452 | 2.1449 | 2.3154 | 2.3169 | 2.3155 | 2.3134 | 2.3129 | 2.311 | 2.3098 | 2.3098 | 2.3101 | 2.3108 | 2.3112 | 2.3116 | 2.3108
19 | Outages: average expected value (all power stations) under SEVERE conditions |  |  | 0.17655 | 0.17655 | 0.17655 | 0.17655 | 0.17655 | 0.17655 | 0.19212 | 0.19212 | 0.19212 | 0.19212 | 0.19212 | 0.19212 | 0.19212 | 0.19212 | 0.19212 | 0.19212 | 0.19212 | 0.19212 | 0.19212
20 | System services reserve (one hour ahead of real time) under SEVERE conditions |  |  | 0.25 | 0.25 | 0.25 | 0.25 | 0.25 | 0.25 | 0.25 | 0.25 | 0.25 | 0.25 | 0.25 | 0.25 | 0.25 | 0.25 | 0.25 | 0.25 | 0.25 | 0.25 | 0.25
21 | Reliably available capacity under SEVERE conditions (21 = 18 - (19 + 20)) |  |  | 1.7172 | 1.719 | 1.7185 | 1.7176 | 1.7187 | 1.7183 | 1.8733 | 1.8748 | 1.8734 | 1.8713 | 1.8707 | 1.8688 | 1.8676 | 1.8676 | 1.8679 | 1.8687 | 1.8691 | 1.8695 | 1.8687
22 | Demand at reference point in time under SEVERE conditions (one in 20 year) |  |  | 1.282 | 1.305 | 1.305 | 1.335 | 1.33 | 1.34 | 1.352 | 1.338 | 1.329 | 1.338 | 1.316 | 1.312 | 1.312 | 1.295 | 1.274 | 1.27 | 1.243 | 1.243 | 1.243
23a | Load reduction / demand side response available at reference point in time under SEVERE conditions
23b | Strategic reserves available at reference point in time under SEVERE conditions
24 | Net weekly peak load for SEVERE conditions (24 = 22-23a) |  |  | 1.282 | 1.305 | 1.305 | 1.335 | 1.33 | 1.34 | 1.352 | 1.338 | 1.329 | 1.338 | 1.316 | 1.312 | 1.312 | 1.295 | 1.274 | 1.27 | 1.243 | 1.243 | 1.243
25 | Remaining capacity for SEVERE conditions (25 = 21-24) |  |  | 0.43524 | 0.41396 | 0.41353 | 0.38263 | 0.3887 | 0.37834 | 0.52128 | 0.53677 | 0.54437 | 0.53327 | 0.55474 | 0.55683 | 0.55565 | 0.57264 | 0.59395 | 0.59866 | 0.62609 | 0.62645 | 0.62573
C1 | Weekly peak load under SEVERE conditions (unrestricted reference point in time) |  |  | 1.45 | 1.49 | 1.46 | 1.52 | 1.52 | 1.55 | 1.57 | 1.54 | 1.51 | 1.55 | 1.5 | 1.52 | 1.54 | 1.51 | 1.46 | 1.49 | 1.43 | 1.43 | 1.43
C2 | Daily hour of expected weekly peak load (CET for winter, but CEST for last week; CEST for summer) |  |  | 9:00 | 9:00 | 9:00 | 9:00 | 9:00 | 9:00 | 9:00 | 9:00 | 9:00 | 9:00 | 9:00 | 9:00 | 9:00 | 9:00 | 9:00 | 9:00 | 9:00 | 9:00 | 9:00
PART D: ADDITIONAL INFORMATION FOR INTERCONNECTORS (at synchronous peak)
31 | Simultaneous importable capacity |  | From | 1.795 | 1.795 | 1.795 | 1.795 | 1.895 | 1.895 | 1.895 | 1.895 | 1.895 | 1.895 | 1.895 | 1.895 | 1.895 | 1.895 | 1.895 | 1.895 | 1.895 | 1.895 | 1.895
32 | Simultaneous exportable capacity |  | To | 1.795 | 1.795 | 1.795 | 1.795 | 2.016 | 2.016 | 2.016 | 2.016 | 2.016 | 2.016 | 2.016 | 2.016 | 2.016 | 2.016 | 2.016 | 2.016 | 2.016 | 2.016 | 2.016
| The off-peak dates are related to Sunday of each week |  |  | 2019-12-01 | 2019-12-08 | 2019-12-15 | 2019-12-22 | 2019-12-29 | 2020-01-05 | 2020-01-12 | 2020-01-19 | 2020-01-26 | 2020-02-02 | 2020-02-09 | 2020-02-16 | 2020-02-23 | 2020-03-01 | 2020-03-08 | 2020-03-15 | 2020-03-22 | 2020-03-29 | 2020-04-05
| WEEK |  |  | 48 | 49 | 50 | 51 | 52 | 1 | 2 | 3 | 4 | 5 | 6 | 7 | 8 | 9 | 10 | 11 | 12 | 13 | 14
| Time (CET for winter, but CEST for last week of winter; CEST for summer) |  |  | 5:00 | 5:00 | 5:00 | 5:00 | 5:00 | 5:00 | 5:00 | 5:00 | 5:00 | 5:00 | 5:00 | 5:00 | 5:00 | 5:00 | 5:00 | 5:00 | 5:00 | 5:00 | 5:00
PART E: ADDITIONAL INFORMATION FOR NIGHT MIN DEMAND CONDITIONS
33 | Weekly Minimum Demand (overnight valley minimum) |  |  | 0.891 | 0.936 | 0.942 | 0.95 | 1.066 | 1.022 | 1.029 | 0.95 | 0.987 | 1.001 | 0.969 | 0.929 | 0.97 | 0.916 | 0.909 | 0.918 | 0.898 | 0.9 | 0.9
34 | Must Run Generation (excluding wind/run of river)
35 | Run of river generation (Must Run)
36 | Downward balancing reserves (FCR, FRR)
37 | Pumping Storage Capacity available (Power)
38a | Highest expected onshore wind generation running |  |  | 0.4264 | 0.43285 | 0.43389 | 0.43024 | 0.43314 | 0.43522 | 0.43005 | 0.43249 | 0.43559 | 0.42703 | 0.42485 | 0.41676 | 0.39965 | 0.40211 | 0.39329 | 0.38838 | 0.38037 | 0.37452 | 0.37447
38b | Highest expected offshore wind generation running |  |  | 0 | 0 | 0 | 0 | 0 | 0 | 0 | 0 | 0 | 0 | 0 | 0 | 0 | 0 | 0 | 0 | 0 | 0 | 0
39 | DOWNWARD REGULATION CAPABILITIES: 39 = (33+37)-(34+35+36+38a+38b)) |  |  | 0.4646 | 0.50315 | 0.50811 | 0.51976 | 0.63286 | 0.58678 | 0.59895 | 0.51751 | 0.55141 | 0.57397 | 0.54415 | 0.51224 | 0.57035 | 0.51389 | 0.51571 | 0.52962 | 0.51763 | 0.52548 | 0.52553
PART Ebis: ADDITIONAL INFORMATION FOR INTERCONNECTORS
Transportable capacity at night minimum demand conditions (high wind conditions)
40 | Simultaneous importable capacity |  | From | 1.795 | 1.795 | 1.795 | 1.795 | 1.895 | 1.895 | 1.895 | 1.895 | 1.895 | 1.895 | 1.895 | 1.895 | 1.895 | 1.895 | 1.895 | 1.895 | 1.895 | 1.895 | 1.895
41 | Simultaneous exportable capacity |  | To | 1.795 | 1.795 | 1.795 | 1.795 | 2.016 | 2.016 | 2.016 | 2.016 | 2.016 | 2.016 | 2.016 | 2.016 | 2.016 | 2.016 | 2.016 | 2.016 | 2.016 | 2.016 | 2.016
| Time (CET for winter, but CEST for last week of winter; CEST for summer) |  |  | 11:00 | 11:00 | 11:00 | 11:00 | 11:00 | 11:00 | 11:00 | 11:00 | 11:00 | 11:00 | 11:00 | 11:00 | 11:00 | 11:00 | 11:00 | 11:00 | 11:00 | 11:00 | 11:00
PART F: ADDITIONAL INFORMATION FOR DAYTIME MIN DEMAND CONDITIONS
42 | Weekly Minimum Daytime Demand (Sunday low peak + solar) |  |  | 0.971 | 0.982 | 0.994 | 0.999 | 1.013 | 1.01 | 1.011 | 0.999 | 0.998 | 0.996 | 0.985 | 0.893 | 0.969 | 0.956 | 0.943 | 0.936 | 0.92 | 0.92 | 0.92
43 | Must Run Generation (excluding wind/PV/run of river)
44 | Run of river generation (Must Run)
45 | Downward balancing reserves (FCR, FRR)
46 | Pumping Storage Capacity available (Power)
47a | Highest expected onshore wind generation running |  |  | 0.43011 | 0.43338 | 0.43157 | 0.42543 | 0.42836 | 0.42744 | 0.4283 | 0.43411 | 0.43589 | 0.42791 | 0.42724 | 0.41467 | 0.39713 | 0.40093 | 0.39663 | 0.39449 | 0.38989 | 0.38672 | 0.37855
47b | Highest expected offshore wind generation running |  |  | 0 | 0 | 0 | 0 | 0 | 0 | 0 | 0 | 0 | 0 | 0 | 0 | 0 | 0 | 0 | 0 | 0 | 0 | 0
48 | Highest expected solar PV running |  |  | 0.00033573 | 0.00030449 | 0.00029697 | 0.00029672 | 0.00029723 | 0.00031523 | 0.00034151 | 0.00038647 | 0.00043529 | 0.00047494 | 0.00053399 | 0.0005909 | 0.00066166 | 0.00072254 | 0.00076025 | 0.00081967 | 0.00085921 | 0.00090159 | 0.00083738
49 | DOWNWARD REGULATION CAPABILITIES: 49 = (42+46)-(43+44+45+47a+47b+48a+48b) |  |  | 0.54056 | 0.54831 | 0.56213 | 0.57327 | 0.58434 | 0.58225 | 0.58236 | 0.56451 | 0.56167 | 0.56761 | 0.55722 | 0.47774 | 0.5712 | 0.55434 | 0.54561 | 0.54069 | 0.52925 | 0.53238 | 0.54061
PART Fbis: ADDITIONAL INFORMATION FOR INTERCONNECTORS
Transportable capacity at daytime minimum demand conditions (high wind and high solar conditions)
50 | Simultaneous importable capacity |  | From | 1.795 | 1.795 | 1.795 | 1.795 | 1.895 | 1.895 | 1.895 | 1.895 | 1.895 | 1.895 | 1.895 | 1.895 | 1.895 | 1.895 | 1.895 | 1.895 | 1.895 | 1.895 | 1.895
51 | Simultaneous exportable capacity |  | To | 1.795 | 1.795 | 1.795 | 1.795 | 2.016 | 2.016 | 2.016 | 2.016 | 2.016 | 2.016 | 2.016 | 2.016 | 2.016 | 2.016 | 2.016 | 2.016 | 2.016 | 2.016 | 2.016

## DK
Winter Outlook Report 2019/2020
| Power Data (all entries are assumed to be >0) |  |  |  |  | DK | [6 empty] | Heating if temperature below: | 15.2095 |  |  |  | Cooling if temperature above: | not detected
| (Net values in GW, at a synchronous time every week) |  |  |  |  | Denmark | [6 empty] | Heating saturation temperature: | -3 |  |  |  | Cooling saturation temperature: | not detected
[13 empty] | Temperature sensitivity in heating [MW/ ͦC] | -76.9253 |  |  |  | Temperature sensitivity in cooling [MW/ ͦC] | not detected
| The peak dates are related to Wednesday of each week |  |  | 2019-11-27 | 2019-12-04 | 2019-12-11 | 2019-12-18 | 2019-12-24 | 2019-12-31 | 2020-01-08 | 2020-01-15 | 2020-01-22 | 2020-01-29 | 2020-02-05 | 2020-02-12 | 2020-02-19 | 2020-02-26 | 2020-03-04 | 2020-03-11 | 2020-03-18 | 2020-03-25 | 2020-04-01
| WEEK |  |  | 48 | 49 | 50 | 51 | 52 | 1 | 2 | 3 | 4 | 5 | 6 | 7 | 8 | 9 | 10 | 11 | 12 | 13 | 14
| Time (CET for winter, but CEST last week; CEST for summer) |  |  | 19:00 | 19:00 | 19:00 | 19:00 | 19:00 | 19:00 | 19:00 | 19:00 | 19:00 | 19:00 | 19:00 | 19:00 | 19:00 | 19:00 | 19:00 | 19:00 | 19:00 | 19:00 | 19:00
Line | PART A : INDIGENOUS NATIONAL GENERATION | Severe conditions Average Forced Outage Rate | Normal conditions Average Forced Outage Rate
Net generating capacity:
1 | Nuclear Power | 5% | 5% | 0 | 0 | 0 | 0 | 0 | 0 | 0 | 0 | 0 | 0 | 0 | 0 | 0 | 0 | 0 | 0 | 0 | 0 | 0
2 | Fossil Fuels |  |  | 4.1427 | 4.1427 | 4.1427 | 4.1427 | 4.1427 | 4.1427 | 4.1427 | 4.1427 | 4.1427 | 4.1427 | 4.1427 | 4.1427 | 4.1427 | 4.1427 | 4.1427 | 4.1427 | 4.1427 | 4.1427 | 3.8777
2a | of which Lignite | 9% | 9% | 0 | 0 | 0 | 0 | 0 | 0 | 0 | 0 | 0 | 0 | 0 | 0 | 0 | 0 | 0 | 0 | 0 | 0 | 0
2b | of which Hard Coal | 10% | 10% | 1.513 | 1.513 | 1.513 | 1.513 | 1.513 | 1.513 | 1.513 | 1.513 | 1.513 | 1.513 | 1.513 | 1.513 | 1.513 | 1.513 | 1.513 | 1.513 | 1.513 | 1.513 | 1.248
2c | of which Gas | 7% | 7% | 1.7422 | 1.7422 | 1.7422 | 1.7422 | 1.7422 | 1.7422 | 1.7422 | 1.7422 | 1.7422 | 1.7422 | 1.7422 | 1.7422 | 1.7422 | 1.7422 | 1.7422 | 1.7422 | 1.7422 | 1.7422 | 1.7422
2d | of which Oil | 9% | 9% | 0.88743 | 0.88743 | 0.88743 | 0.88743 | 0.88743 | 0.88743 | 0.88743 | 0.88743 | 0.88743 | 0.88743 | 0.88743 | 0.88743 | 0.88743 | 0.88743 | 0.88743 | 0.88743 | 0.88743 | 0.88743 | 0.88743
2e | of which Oil Shale | 8.75% | 8.75% | 0 | 0 | 0 | 0 | 0 | 0 | 0 | 0 | 0 | 0 | 0 | 0 | 0 | 0 | 0 | 0 | 0 | 0 | 0
2f | of which Fossil Peat | 8.75% | 8.75% | 0 | 0 | 0 | 0 | 0 | 0 | 0 | 0 | 0 | 0 | 0 | 0 | 0 | 0 | 0 | 0 | 0 | 0 | 0
3 | Renewable Energy Sources (other than hydro) |  |  | 9.0581 | 9.0581 | 9.0581 | 9.0581 | 9.0581 | 9.0581 | 9.2081 | 9.2081 | 9.2081 | 9.2081 | 9.2081 | 9.2081 | 9.2081 | 9.2081 | 9.2081 | 9.2081 | 9.2081 | 9.2081 | 9.2081
3a | of which onshore wind | 0% | 0% | 4.3266 | 4.3266 | 4.3266 | 4.3266 | 4.3266 | 4.3266 | 4.3266 | 4.3266 | 4.3266 | 4.3266 | 4.3266 | 4.3266 | 4.3266 | 4.3266 | 4.3266 | 4.3266 | 4.3266 | 4.3266 | 4.3266
3b | of which offshore wind | 0% | 0% | 1.702 | 1.702 | 1.702 | 1.702 | 1.702 | 1.702 | 1.702 | 1.702 | 1.702 | 1.702 | 1.702 | 1.702 | 1.702 | 1.702 | 1.702 | 1.702 | 1.702 | 1.702 | 1.702
3c | of which Solar (PV) | 0% | 0% | 1.025 | 1.025 | 1.025 | 1.025 | 1.025 | 1.025 | 1.025 | 1.025 | 1.025 | 1.025 | 1.025 | 1.025 | 1.025 | 1.025 | 1.025 | 1.025 | 1.025 | 1.025 | 1.025
3d | of which Biomass | 10% | 10% | 1.5982 | 1.5982 | 1.5982 | 1.5982 | 1.5982 | 1.5982 | 1.7482 | 1.7482 | 1.7482 | 1.7482 | 1.7482 | 1.7482 | 1.7482 | 1.7482 | 1.7482 | 1.7482 | 1.7482 | 1.7482 | 1.7482
3e | of which other RES (e.g. tidal, wave, geothermal, RES waste, CSP) | 0% | 0% | 0.40629 | 0.40629 | 0.40629 | 0.40629 | 0.40629 | 0.40629 | 0.40629 | 0.40629 | 0.40629 | 0.40629 | 0.40629 | 0.40629 | 0.40629 | 0.40629 | 0.40629 | 0.40629 | 0.40629 | 0.40629 | 0.40629
4a | Hydro Run of River and Reservoir | 0% | 0% | 0.0069 | 0.0069 | 0.0069 | 0.0069 | 0.0069 | 0.0069 | 0.0069 | 0.0069 | 0.0069 | 0.0069 | 0.0069 | 0.0069 | 0.0069 | 0.0069 | 0.0069 | 0.0069 | 0.0069 | 0.0069 | 0.0069
4b | Hydro pumping | 0% | 0% | 0 | 0 | 0 | 0 | 0 | 0 | 0 | 0 | 0 | 0 | 0 | 0 | 0 | 0 | 0 | 0 | 0 | 0 | 0
5 | Other non-RES (e.g. CHP non-renewable, waste non-renewable) | 0% | 0% | 0 | 0 | 0 | 0 | 0 | 0 | 0 | 0 | 0 | 0 | 0 | 0 | 0 | 0 | 0 | 0 | 0 | 0 | 0
6 | Total Net generating capacity (6 = 1+2+3+4a+4b+5) |  |  | 13.2077 | 13.2077 | 13.2077 | 13.2077 | 13.2077 | 13.2077 | 13.3577 | 13.3577 | 13.3577 | 13.3577 | 13.3577 | 13.3577 | 13.3577 | 13.3577 | 13.3577 | 13.3577 | 13.3577 | 13.3577 | 13.0927
7 | Maintenance & Overhauls (planned outages) |  |  | 0.32 | 0.32 | 0.32 | 0.32 | 0.32 | 0.32 | 0.32 | 0.32 | 0.32 | 0.32 | 0.32 | 0.32 | 0.32 | 0.32 | 0.32 | 0.32 | 0.32 | 0.32 | 0.055
7a | Nuclear Power
7b | Lignite
7c | Hard Coal |  |  | 0.32 | 0.32 | 0.32 | 0.32 | 0.32 | 0.32 | 0.32 | 0.32 | 0.32 | 0.32 | 0.32 | 0.32 | 0.32 | 0.32 | 0.32 | 0.32 | 0.32 | 0.32 | 0.055
7d | Gas
7e | Oil
7f | Oil Shale
7g | Fossil Peat
7h | Onshore Wind
7i | Offshore Wind
7j | Solar (PV)
7k | Biomass
7l | other RES (apart from hydro, including tidal, wave, geothermal, waste renewable, CSP,…)
7m | Hydro Run of River and Reservoir
7n | Hydro pumping
7o | Other non-RES (incl. not clearly identifiable energy sources)
PART B : DATA FOR NORMAL CONDITIONS
8 | Non-usable capacity at reference point (all power stations including mothballed, authorization & technical & legal constraints, energy source unavailability etc. ) |  |  | 5.4308 | 5.3773 | 5.2605 | 5.21 | 5.091 | 4.9683 | 5.0055 | 4.9811 | 4.989 | 5.1732 | 5.2568 | 5.2634 | 5.3723 | 5.3858 | 5.3336 | 5.401 | 5.4587 | 5.5449 | 5.5966
8a | of which nuclear
8b | of which Lignite
8c | of which Hard Coal
8d | of which Gas
8e | of which Oil
8f | of which Oil Shale
8g | of which Fossil Peat
8h | of which onshore wind |  |  | 3.4629 | 3.43 | 3.3754 | 3.3525 | 3.2482 | 3.2016 | 3.2209 | 3.2262 | 3.2477 | 3.3674 | 3.3997 | 3.3997 | 3.4865 | 3.4621 | 3.4506 | 3.4808 | 3.5255 | 3.5674 | 3.6357
8i | of which offshore wind |  |  | 0.94287 | 0.92231 | 0.86007 | 0.83245 | 0.81779 | 0.74162 | 0.75963 | 0.7299 | 0.71628 | 0.78079 | 0.83208 | 0.83866 | 0.86079 | 0.89876 | 0.85806 | 0.89569 | 0.91089 | 0.95968 | 1.0255
8j | of which Solar |  |  | 1.025 | 1.025 | 1.025 | 1.025 | 1.025 | 1.025 | 1.025 | 1.025 | 1.025 | 1.025 | 1.025 | 1.025 | 1.025 | 1.025 | 1.025 | 1.0245 | 1.0223 | 1.0178 | 0.93539
8k | of which Biomass
8l | of which other RES (apart from hydro)
8m | Hydro Run of River and Reservoir
8n | Hydro pumping
8o | of which other non-RES (incl. not clearly identifiable energy sources)
9 | Available capacity (9 = 6 - (7 + 8)) |  |  | 7.4569 | 7.5103 | 7.6272 | 7.6777 | 7.7966 | 7.9194 | 8.0322 | 8.0565 | 8.0487 | 7.8645 | 7.7809 | 7.7743 | 7.6654 | 7.6518 | 7.704 | 7.6366 | 7.579 | 7.4927 | 7.441
10 | Outages: average expected value (all power stations) |  |  | 0.48095 | 0.48095 | 0.48095 | 0.48095 | 0.48095 | 0.48095 | 0.49595 | 0.49595 | 0.49595 | 0.49595 | 0.49595 | 0.49595 | 0.49595 | 0.49595 | 0.49595 | 0.49595 | 0.49595 | 0.49595 | 0.49595
11 | System services reserve (one hour ahead of real time) |  |  | 1.07 | 1.07 | 1.07 | 1.07 | 1.07 | 1.07 | 1.07 | 1.07 | 1.07 | 1.07 | 1.07 | 1.07 | 1.07 | 1.07 | 1.07 | 1.07 | 1.07 | 1.07 | 1.07
12 | Reliably available capacity (12 = 9 - (10 + 11)) |  |  | 5.9059 | 5.9594 | 6.0762 | 6.1268 | 6.2457 | 6.3685 | 6.4662 | 6.4906 | 6.4827 | 6.2986 | 6.2149 | 6.2084 | 6.0994 | 6.0859 | 6.1381 | 6.0707 | 6.013 | 5.9268 | 5.8751
13 | Demand at reference point in time |  |  | 4.833 | 5.0991 | 4.9992 | 4.8634 | 4.5042 | 5.0791 | 5.0384 | 4.955 | 5.0407 | 4.9489 | 4.9441 | 5.0519 | 5.0615 | 4.9262 | 4.3628 | 4.2446 | 4.079 | 3.6166 | 3.4288
13b | Population average daily (24h) temperature (degrees Celsius) |  |  | 4.1836 | 3.4561 | 2.8376 | 2.339 | 2.0134 | 1.7567 | 1.383 | 1.2059 | 1.0485 | 0.94438 | 0.91912 | 0.99157 | 1.1743 | 1.4745 | 1.8269 | 2.3475 | 2.9805 | 3.7174 | 4.5467
14a | Load reduction / demand side response available at reference point in time |  |  | 0 | 0 | 0 | 0 | 0 | 0 | 0 | 0 | 0 | 0 | 0 | 0 | 0 | 0 | 0 | 0 | 0 | 0 | 0
14b | Strategic reserves available at reference point in time |  |  | 0 | 0 | 0 | 0 | 0 | 0 | 0 | 0 | 0 | 0 | 0 | 0 | 0 | 0 | 0 | 0 | 0 | 0 | 0
15 | Net weekly load at reference point in time (15 = 13-14a) |  |  | 4.833 | 5.0991 | 4.9992 | 4.8634 | 4.5042 | 5.0791 | 5.0384 | 4.955 | 5.0407 | 4.9489 | 4.9441 | 5.0519 | 5.0615 | 4.9262 | 4.3628 | 4.2446 | 4.079 | 3.6166 | 3.4288
16 | Remaining capacity at reference point in time (16 = 12- 15) |  |  | 1.0729 | 0.86028 | 1.0771 | 1.2633 | 1.7415 | 1.2894 | 1.4278 | 1.5356 | 1.4421 | 1.3497 | 1.2708 | 1.1565 | 1.038 | 1.1597 | 1.7753 | 1.826 | 1.9341 | 2.3101 | 2.4463
B1 | Weekly peak load (unrestricted reference point in time) |  |  | 5.4585 | 5.6756 | 5.5712 | 5.5296 | 5.8013 | 5.9936 | 5.8879 | 5.6953 | 5.7892 | 5.7056 | 5.6794 | 5.6842 | 5.7309 | 5.4529 | 5.3905 | 5.1048 | 4.9223 | 5.023 | 4.8547
B2 | Daily hour of expected weekly peak load (CET for winter, but CEST for last week; CEST for summer) |  |  | 43795.7083 | 43802.7083 | 43809.7083 | 43816.7083 | 43829.7083 | 43831.7083 | 43838.7083 | 43845.7083 | 43852.7083 | 43859.7083 | 43871.7083 | 43878.75 | 43880.75 | 43887.75 | 43895.4583 | 43903.4167 | 43910.4167 | 43916.4167 | 43928.4167
PART C : DATA FOR SEVERE CONDITIONS
17 | Non-usable capacity at reference point (all power stations including mothballed, authorization & technical & legal constraints, energy source unavailability etc. ) |  |  | 6.9349 | 6.9284 | 6.9169 | 6.9093 | 6.8931 | 6.8743 | 6.8822 | 6.8958 | 6.9031 | 6.9423 | 6.9498 | 6.9533 | 6.9587 | 6.9464 | 6.9247 | 6.9148 | 6.9164 | 6.9238 | 6.8947
17a | of which nuclear
17b | of which Lignite
17c | of which Hard Coal
17d | of which Gas
17e | of which Oil
17f | of which Oil Shale
17g | of which Fossil Peat
17h | of which onshore wind |  |  | 4.2649 | 4.2555 | 4.2551 | 4.2516 | 4.2413 | 4.2341 | 4.2361 | 4.2471 | 4.2523 | 4.2768 | 4.2777 | 4.2795 | 4.2865 | 4.2757 | 4.2664 | 4.2556 | 4.2543 | 4.2539 | 4.2628
17i | of which offshore wind |  |  | 1.6449 | 1.6478 | 1.6368 | 1.6327 | 1.6269 | 1.6152 | 1.6211 | 1.6237 | 1.6258 | 1.6405 | 1.6471 | 1.6488 | 1.6472 | 1.6457 | 1.6333 | 1.6342 | 1.637 | 1.6455 | 1.6462
17j | of which Solar |  |  | 1.025 | 1.025 | 1.025 | 1.025 | 1.025 | 1.025 | 1.025 | 1.025 | 1.025 | 1.025 | 1.025 | 1.025 | 1.025 | 1.025 | 1.025 | 1.025 | 1.025 | 1.0244 | 0.98571
17k | of which Biomass
17l | of which other RES (apart from hydro)
17m | Hydro Run of River and Reservoir
17n | Hydro pumping
17o | of which other non-RES (incl. not clearly identifiable energy sources)
18 | Available capacity (18 = 6 - (7 + 17)) |  |  | 5.9528 | 5.9593 | 5.9707 | 5.9784 | 5.9945 | 6.0133 | 6.1554 | 6.1418 | 6.1345 | 6.0953 | 6.0879 | 6.0844 | 6.079 | 6.0913 | 6.113 | 6.1228 | 6.1213 | 6.1138 | 6.143
19 | Outages: average expected value (all power stations) under SEVERE conditions |  |  | 0.48095 | 0.48095 | 0.48095 | 0.48095 | 0.48095 | 0.48095 | 0.49595 | 0.49595 | 0.49595 | 0.49595 | 0.49595 | 0.49595 | 0.49595 | 0.49595 | 0.49595 | 0.49595 | 0.49595 | 0.49595 | 0.49595
20 | System services reserve (one hour ahead of real time) under SEVERE conditions |  |  | 1.07 | 1.07 | 1.07 | 1.07 | 1.07 | 1.07 | 1.07 | 1.07 | 1.07 | 1.07 | 1.07 | 1.07 | 1.07 | 1.07 | 1.07 | 1.07 | 1.07 | 1.07 | 1.07
21 | Reliably available capacity under SEVERE conditions (21 = 18 - (19 + 20)) |  |  | 4.4018 | 4.4084 | 4.4198 | 4.4274 | 4.4436 | 4.4624 | 4.5895 | 4.5759 | 4.5686 | 4.5294 | 4.5219 | 4.5185 | 4.513 | 4.5254 | 4.547 | 4.5569 | 4.5554 | 4.5479 | 4.577
22 | Demand at reference point in time under SEVERE conditions (one in 20 year) |  |  | 4.9393 | 5.2113 | 5.1092 | 4.9704 | 4.6033 | 5.1908 | 5.1493 | 5.064 | 5.1516 | 5.0578 | 5.0529 | 5.163 | 5.1728 | 5.0346 | 4.4588 | 4.338 | 4.1687 | 3.6962 | 3.5042
23a | Load reduction / demand side response available at reference point in time under SEVERE conditions |  |  | 0 | 0 | 0 | 0 | 0 | 0 | 0 | 0 | 0 | 0 | 0 | 0 | 0 | 0 | 0 | 0 | 0 | 0 | 0
23b | Strategic reserves available at reference point in time under SEVERE conditions |  |  | 0 | 0 | 0 | 0 | 0 | 0 | 0 | 0 | 0 | 0 | 0 | 0 | 0 | 0 | 0 | 0 | 0 | 0 | 0
24 | Net weekly peak load for SEVERE conditions (24 = 22-23a) |  |  | 4.9393 | 5.2113 | 5.1092 | 4.9704 | 4.6033 | 5.1908 | 5.1493 | 5.064 | 5.1516 | 5.0578 | 5.0529 | 5.163 | 5.1728 | 5.0346 | 4.4588 | 4.338 | 4.1687 | 3.6962 | 3.5042
25 | Remaining capacity for SEVERE conditions (25 = 21-24) |  |  | -0.53745 | -0.80292 | -0.68936 | -0.54299 | -0.15969 | -0.7284 | -0.55979 | -0.48807 | -0.58299 | -0.5284 | -0.53095 | -0.64455 | -0.6598 | -0.50919 | 0.08827 | 0.21887 | 0.38666 | 0.85168 | 1.0728
C1 | Weekly peak load under SEVERE conditions (unrestricted reference point in time) |  |  | 5.4585 | 5.6756 | 5.5712 | 5.5296 | 5.8013 | 5.9936 | 5.8879 | 5.6953 | 5.7892 | 5.7056 | 5.6794 | 5.6842 | 5.7309 | 5.4529 | 5.3905 | 5.1048 | 4.9223 | 5.023 | 4.8547
C2 | Daily hour of expected weekly peak load (CET for winter, but CEST for last week; CEST for summer) |  |  | 43795.7083 | 43802.7083 | 43809.7083 | 43816.7083 | 43829.7083 | 43831.7083 | 43838.7083 | 43845.7083 | 43852.7083 | 43859.7083 | 43871.7083 | 43878.75 | 43880.75 | 43887.75 | 43895.4583 | 43903.4167 | 43910.4167 | 43916.4167 | 43928.4167
PART D: ADDITIONAL INFORMATION FOR INTERCONNECTORS (at synchronous peak)
31 | Simultaneous importable capacity |  | From | 6.312 | 5.812 | 6.312 | 6.312 | 6.312 | 6.712 | 6.812 | 6.812 | 6.812 | 6.812 | 6.812 | 6.812 | 6.812 | 6.812 | 6.812 | 6.812 | 6.812 | 6.812 | 5.512
32 | Simultaneous exportable capacity |  | To | 7.037 | 6.257 | 7.037 | 7.037 | 7.037 | 7.437 | 7.537 | 7.537 | 7.537 | 7.537 | 7.537 | 7.537 | 7.537 | 7.537 | 7.537 | 7.537 | 7.537 | 7.537 | 6.187
| The off-peak dates are related to Sunday of each week |  |  | 2019-12-01 | 2019-12-08 | 2019-12-15 | 2019-12-22 | 2019-12-29 | 2020-01-05 | 2020-01-12 | 2020-01-19 | 2020-01-26 | 2020-02-02 | 2020-02-09 | 2020-02-16 | 2020-02-23 | 2020-03-01 | 2020-03-08 | 2020-03-15 | 2020-03-22 | 2020-03-29 | 2020-04-05
| WEEK |  |  | 48 | 49 | 50 | 51 | 52 | 1 | 2 | 3 | 4 | 5 | 6 | 7 | 8 | 9 | 10 | 11 | 12 | 13 | 14
| Time (CET for winter, but CEST for last week of winter; CEST for summer) |  |  | 5:00 | 5:00 | 5:00 | 5:00 | 5:00 | 5:00 | 5:00 | 5:00 | 5:00 | 5:00 | 5:00 | 5:00 | 5:00 | 5:00 | 5:00 | 5:00 | 5:00 | 5:00 | 5:00
PART E: ADDITIONAL INFORMATION FOR NIGHT MIN DEMAND CONDITIONS
33 | Weekly Minimum Demand (overnight valley minimum) |  |  | 3.3846 | 3.4734 | 3.5241 | 2.9162 | 3.8387 | 3.8666 | 3.7032 | 3.7173 | 3.8332 | 3.6909 | 3.9642 | 4.0234 | 3.7982 | 3.7074 | 3.6759 | 3.4227 | 3.3791 | 3.8853 | 3.373
34 | Must Run Generation (excluding wind/run of river) |  |  | 0 | 0 | 0 | 0 | 0 | 0 | 0 | 0 | 0 | 0 | 0 | 0 | 0 | 0 | 0 | 0 | 0 | 0 | 0
35 | Run of river generation (Must Run) |  |  | 0.01 | 0.01 | 0.01 | 0.01 | 0.01 | 0.01 | 0.01 | 0.01 | 0.01 | 0.01 | 0.01 | 0.01 | 0.01 | 0.01 | 0.01 | 0.01 | 0.01 | 0.01 | 0.01
36 | Downward balancing reserves (FCR, FRR) |  |  | 0 | 0 | 0 | 0 | 0 | 0 | 0 | 0 | 0 | 0 | 0 | 0 | 0 | 0 | 0 | 0 | 0 | 0 | 0
37 | Pumping Storage Capacity available (Power) |  |  | 0 | 0 | 0 | 0 | 0 | 0 | 0 | 0 | 0 | 0 | 0 | 0 | 0 | 0 | 0 | 0 | 0 | 0 | 0
38a | Highest expected onshore wind generation running |  |  | 3.657 | 3.6791 | 3.8135 | 3.8742 | 3.8867 | 3.9575 | 3.95 | 3.9284 | 3.9318 | 3.7965 | 3.7893 | 3.7853 | 3.6899 | 3.658 | 3.6561 | 3.5187 | 3.3055 | 3.1644 | 2.8775
38b | Highest expected offshore wind generation running |  |  | 1.6009 | 1.6032 | 1.6062 | 1.6062 | 1.6084 | 1.6105 | 1.6103 | 1.6118 | 1.6129 | 1.6099 | 1.6094 | 1.6065 | 1.5979 | 1.5972 | 1.5977 | 1.5966 | 1.5945 | 1.593 | 1.5858
39 | DOWNWARD REGULATION CAPABILITIES: 39 = (33+37)-(34+35+36+38a+38b)) |  |  | -1.8833 | -1.8189 | -1.9056 | -2.5742 | -1.6664 | -1.7114 | -1.8671 | -1.833 | -1.7215 | -1.7256 | -1.4445 | -1.3783 | -1.4996 | -1.5579 | -1.5879 | -1.7025 | -1.5309 | -0.88219 | -1.1003
PART Ebis: ADDITIONAL INFORMATION FOR INTERCONNECTORS
Transportable capacity at night minimum demand conditions (high wind conditions)
40 | Simultaneous importable capacity |  | From | 6.312 | 5.812 | 6.312 | 6.312 | 6.312 | 6.712 | 6.812 | 6.812 | 6.812 | 6.812 | 6.812 | 6.812 | 6.812 | 6.812 | 6.812 | 6.812 | 6.812 | 6.812 | 5.512
41 | Simultaneous exportable capacity |  | To | 7.037 | 6.257 | 7.037 | 7.037 | 7.037 | 7.437 | 7.537 | 7.537 | 7.537 | 7.537 | 7.537 | 7.537 | 7.537 | 7.537 | 7.537 | 7.537 | 7.537 | 7.537 | 6.187
| Time (CET for winter, but CEST for last week of winter; CEST for summer) |  |  | 11:00 | 11:00 | 11:00 | 11:00 | 11:00 | 11:00 | 11:00 | 11:00 | 11:00 | 11:00 | 11:00 | 11:00 | 11:00 | 11:00 | 11:00 | 11:00 | 11:00 | 11:00 | 11:00
PART F: ADDITIONAL INFORMATION FOR DAYTIME MIN DEMAND CONDITIONS
42 | Weekly Minimum Daytime Demand (Sunday low peak + solar) |  |  | 5.1076 | 5.2342 | 5.1335 | 4.0892 | 5.473 | 5.5621 | 5.3645 | 5.3921 | 5.5137 | 5.1744 | 5.5489 | 5.4781 | 5.3441 | 4.9884 | 5.0438 | 4.7941 | 4.7444 | 4.7472 | 4.8318
43 | Must Run Generation (excluding wind/PV/run of river) |  |  | 0 | 0 | 0 | 0 | 0 | 0 | 0 | 0 | 0 | 0 | 0 | 0 | 0 | 0 | 0 | 0 | 0 | 0 | 0
44 | Run of river generation (Must Run) |  |  | 0.01 | 0.01 | 0.01 | 0.01 | 0.01 | 0.01 | 0.01 | 0.01 | 0.01 | 0.01 | 0.01 | 0.01 | 0.01 | 0.01 | 0.01 | 0.01 | 0.01 | 0.01 | 0.01
45 | Downward balancing reserves (FCR, FRR) |  |  | 0 | 0 | 0 | 0 | 0 | 0 | 0 | 0 | 0 | 0 | 0 | 0 | 0 | 0 | 0 | 0 | 0 | 0 | 0
46 | Pumping Storage Capacity available (Power) |  |  | 0 | 0 | 0 | 0 | 0 | 0 | 0 | 0 | 0 | 0 | 0 | 0 | 0 | 0 | 0 | 0 | 0 | 0 | 0
47a | Highest expected onshore wind generation running |  |  | 3.6795 | 3.7527 | 3.8539 | 3.9098 | 3.9397 | 3.9951 | 3.9877 | 3.9502 | 3.9384 | 3.8193 | 3.85 | 3.8303 | 3.7609 | 3.7373 | 3.7107 | 3.6852 | 3.5893 | 3.4781 | 3.2099
47b | Highest expected offshore wind generation running |  |  | 1.6039 | 1.6055 | 1.6072 | 1.6078 | 1.6096 | 1.6116 | 1.6113 | 1.6113 | 1.6127 | 1.6112 | 1.6109 | 1.6087 | 1.6034 | 1.6033 | 1.6028 | 1.6014 | 1.5977 | 1.592 | 1.5781
48 | Highest expected solar PV running |  |  | 0.22637 | 0.20512 | 0.18817 | 0.18074 | 0.18011 | 0.1866 | 0.20307 | 0.23098 | 0.26913 | 0.30814 | 0.34254 | 0.36146 | 0.39637 | 0.42693 | 0.45667 | 0.49867 | 0.52784 | 0.55116 | 0.47403
49 | DOWNWARD REGULATION CAPABILITIES: 49 = (42+46)-(43+44+45+47a+47b+48a+48b) |  |  | -0.41213 | -0.33917 | -0.52583 | -1.6192 | -0.26633 | -0.24119 | -0.44755 | -0.41036 | -0.31654 | -0.57427 | -0.26458 | -0.33236 | -0.42653 | -0.78917 | -0.73638 | -1.0011 | -0.98049 | -0.88402 | -0.44028
PART Fbis: ADDITIONAL INFORMATION FOR INTERCONNECTORS
Transportable capacity at daytime minimum demand conditions (high wind and high solar conditions)
50 | Simultaneous importable capacity |  | From | 6.312 | 5.812 | 6.312 | 6.312 | 6.312 | 6.712 | 6.812 | 6.812 | 6.812 | 6.812 | 6.812 | 6.812 | 6.812 | 6.812 | 6.812 | 6.812 | 6.812 | 6.812 | 5.512
51 | Simultaneous exportable capacity |  | To | 7.037 | 6.257 | 7.037 | 7.037 | 7.037 | 7.437 | 7.537 | 7.537 | 7.537 | 7.537 | 7.537 | 7.537 | 7.537 | 7.537 | 7.537 | 7.537 | 7.537 | 7.537 | 6.187

## DE
Winter Outlook Report 2019/2020
| Power Data (all entries are assumed to be >0) |  |  |  |  | DE | [6 empty] | Heating if temperature below: | 16.7146 |  |  |  | Cooling if temperature above: | 21.7146
| (Net values in GW, at a synchronous time every week) |  |  |  |  | Germany | [6 empty] | Heating saturation temperature: | -14 |  |  |  | Cooling saturation temperature: | not detected
[13 empty] | Temperature sensitivity in heating [MW/ ͦC] | -358.006 |  |  |  | Temperature sensitivity in cooling [MW/ ͦC] | 499.8293
| The peak dates are related to Wednesday of each week |  |  | 2019-11-27 | 2019-12-04 | 2019-12-11 | 2019-12-18 | 2019-12-24 | 2019-12-31 | 2020-01-08 | 2020-01-15 | 2020-01-22 | 2020-01-29 | 2020-02-05 | 2020-02-12 | 2020-02-19 | 2020-02-26 | 2020-03-04 | 2020-03-11 | 2020-03-18 | 2020-03-25 | 2020-04-01
| WEEK |  |  | 48 | 49 | 50 | 51 | 52 | 1 | 2 | 3 | 4 | 5 | 6 | 7 | 8 | 9 | 10 | 11 | 12 | 13 | 14
| Time (CET for winter, but CEST last week; CEST for summer) |  |  | 19:00 | 19:00 | 19:00 | 19:00 | 19:00 | 19:00 | 19:00 | 19:00 | 19:00 | 19:00 | 19:00 | 19:00 | 19:00 | 19:00 | 19:00 | 19:00 | 19:00 | 19:00 | 19:00
Line | PART A : INDIGENOUS NATIONAL GENERATION | Severe conditions Average Forced Outage Rate | Normal conditions Average Forced Outage Rate
Net generating capacity:
1 | Nuclear Power | 5% | 5% | 9.509 | 9.509 | 9.509 | 9.509 | 9.509 | 9.509 | 8.107 | 8.107 | 8.107 | 8.107 | 8.107 | 8.107 | 8.107 | 8.107 | 8.107 | 8.107 | 8.107 | 8.107 | 8.107
2 | Fossil Fuels |  |  | 61.787 | 61.787 | 61.787 | 61.787 | 61.787 | 61.787 | 61.8844 | 61.8844 | 61.8844 | 61.8844 | 61.8844 | 61.8844 | 61.8844 | 61.8844 | 61.8844 | 61.8844 | 61.8844 | 61.8844 | 61.8844
2a | of which Lignite | 9% | 9% | 17.6166 | 17.6166 | 17.6166 | 17.6166 | 17.6166 | 17.6166 | 17.6166 | 17.6166 | 17.6166 | 17.6166 | 17.6166 | 17.6166 | 17.6166 | 17.6166 | 17.6166 | 17.6166 | 17.6166 | 17.6166 | 17.6166
2b | of which Hard Coal | 9% | 9% | 18.2276 | 18.2276 | 18.2276 | 18.2276 | 18.2276 | 18.2276 | 18.205 | 18.205 | 18.205 | 18.205 | 18.205 | 18.205 | 18.205 | 18.205 | 18.205 | 18.205 | 18.205 | 18.205 | 18.205
2c | of which Gas | 7% | 7% | 23.8032 | 23.8032 | 23.8032 | 23.8032 | 23.8032 | 23.8032 | 23.9232 | 23.9232 | 23.9232 | 23.9232 | 23.9232 | 23.9232 | 23.9232 | 23.9232 | 23.9232 | 23.9232 | 23.9232 | 23.9232 | 23.9232
2d | of which Oil | 9% | 9% | 2.1396 | 2.1396 | 2.1396 | 2.1396 | 2.1396 | 2.1396 | 2.1396 | 2.1396 | 2.1396 | 2.1396 | 2.1396 | 2.1396 | 2.1396 | 2.1396 | 2.1396 | 2.1396 | 2.1396 | 2.1396 | 2.1396
2e | of which Oil Shale | 8.75% | 8.75% | 0 | 0 | 0 | 0 | 0 | 0 | 0 | 0 | 0 | 0 | 0 | 0 | 0 | 0 | 0 | 0 | 0 | 0 | 0
2f | of which Fossil Peat | 8.75% | 8.75% | 0 | 0 | 0 | 0 | 0 | 0 | 0 | 0 | 0 | 0 | 0 | 0 | 0 | 0 | 0 | 0 | 0 | 0 | 0
3 | Renewable Energy Sources (other than hydro) |  |  | 119.1556 | 119.7251 | 119.7251 | 119.7251 | 119.7251 | 119.7251 | 120.3422 | 120.3422 | 120.3422 | 120.3422 | 120.9032 | 120.9032 | 120.9032 | 120.9032 | 121.5407 | 121.5407 | 121.5407 | 121.5407 | 122.1399
3a | of which onshore wind | 0% | 0% | 55.0914 | 55.225 | 55.225 | 55.225 | 55.225 | 55.225 | 55.4822 | 55.4822 | 55.4822 | 55.4822 | 55.7152 | 55.7152 | 55.7152 | 55.7152 | 55.9816 | 55.9816 | 55.9816 | 55.9816 | 56.2313
3b | of which offshore wind | 0% | 0% | 7.5333 | 7.659 | 7.659 | 7.659 | 7.659 | 7.659 | 7.659 | 7.659 | 7.659 | 7.659 | 7.659 | 7.659 | 7.659 | 7.659 | 7.659 | 7.659 | 7.659 | 7.659 | 7.659
3c | of which Solar (PV) | 0% | 0% | 48.1198 | 48.4055 | 48.4055 | 48.4055 | 48.4055 | 48.4055 | 48.7404 | 48.7404 | 48.7404 | 48.7404 | 49.0434 | 49.0434 | 49.0434 | 49.0434 | 49.3897 | 49.3897 | 49.3897 | 49.3897 | 49.7143
3d | of which Biomass | 0% | 0% | 7.8611 | 7.8856 | 7.8856 | 7.8856 | 7.8856 | 7.8856 | 7.9105 | 7.9105 | 7.9105 | 7.9105 | 7.9355 | 7.9355 | 7.9355 | 7.9355 | 7.9604 | 7.9604 | 7.9604 | 7.9604 | 7.9853
3e | of which other RES (e.g. tidal, wave, geothermal, RES waste, CSP) | 0% | 0% | 0.55005 | 0.55005 | 0.55005 | 0.55005 | 0.55005 | 0.55005 | 0.55005 | 0.55005 | 0.55005 | 0.55005 | 0.55005 | 0.55005 | 0.55005 | 0.55005 | 0.55005 | 0.55005 | 0.55005 | 0.55005 | 0.55005
4a | Hydro Run of River and Reservoir | 0% | 0% | 5.332 | 5.332 | 5.332 | 5.332 | 5.332 | 5.332 | 5.332 | 5.332 | 5.332 | 5.332 | 5.332 | 5.332 | 5.332 | 5.332 | 5.332 | 5.332 | 5.332 | 5.332 | 5.332
4b | Hydro pumping | 0% | 0% | 8.0467 | 8.0467 | 8.0467 | 8.0467 | 8.0467 | 8.0467 | 8.0467 | 8.0467 | 8.0467 | 8.0467 | 8.0467 | 8.0467 | 8.0467 | 8.0467 | 8.0467 | 8.0467 | 8.0467 | 8.0467 | 8.0467
5 | Other non-RES (e.g. CHP non-renewable, waste non-renewable) | 0% | 0% | 3.9971 | 3.9971 | 3.9971 | 3.9971 | 3.9971 | 3.9971 | 3.9971 | 3.9971 | 3.9971 | 3.9971 | 3.9971 | 3.9971 | 3.9971 | 3.9971 | 3.9971 | 3.9971 | 3.9971 | 3.9971 | 3.9971
6 | Total Net generating capacity (6 = 1+2+3+4a+4b+5) |  |  | 207.8274 | 208.397 | 208.397 | 208.397 | 208.397 | 208.397 | 207.7094 | 207.7094 | 207.7094 | 207.7094 | 208.2704 | 208.2704 | 208.2704 | 208.2704 | 208.9079 | 208.9079 | 208.9079 | 208.9079 | 209.5071
7 | Maintenance & Overhauls (planned outages) |  |  | 1.6557 | 1.5083 | 1.3988 | 1.2816 | 1.3086 | 1.3099 | 1.1054 | 1.543 | 1.633 | 1.3688 | 1.1376 | 1.1236 | 0.98423 | 0.95623 | 1.2552 | 1.1527 | 1.4849 | 1.7506 | 1.9744
7a | Nuclear Power |  |  | 0 | 0 | 0 | 0 | 0 | 0 | 0 | 0 | 0 | 0 | 0 | 0 | 0 | 0 | 0 | 0 | 0 | 0 | 0
7b | Lignite |  |  | 0.198 | 0.198 | 0.198 | 0.198 | 0.198 | 0.198 | 0.119 | 0.119 | 0.119 | 0.119 | 0.119 | 0.119 | 0.119 | 0.119 | 0.119 | 0.119 | 0.119 | 0.119 | 0.555
7c | Hard Coal |  |  | 0.219 | 0.149 | 0.149 | 0.149 | 0.149 | 0.149 | 0.127 | 0.127 | 0.127 | 0.127 | 0.094 | 0.094 | 0.094 | 0.094 | 0.094 | 0.094 | 0.094 | 0.319 | 0.519
7d | Gas |  |  | 0.3397 | 0.3277 | 0.3277 | 0.3277 | 0.4187 | 0.404 | 0.313 | 0.313 | 0.313 | 0.313 | 0.305 | 0.305 | 0.305 | 0.305 | 0.327 | 0.327 | 0.347 | 0.327 | 0.11
7e | Oil |  |  | 0.0635 | 0.0635 | 0 | 0 | 0 | 0 | 0 | 0 | 0 | 0 | 0 | 0 | 0 | 0 | 0 | 0 | 0 | 0 | 0
7f | Oil Shale |  |  | 0 | 0 | 0 | 0 | 0 | 0 | 0 | 0 | 0 | 0 | 0 | 0 | 0 | 0 | 0 | 0 | 0 | 0 | 0
7g | Fossil Peat |  |  | 0 | 0 | 0 | 0 | 0 | 0 | 0 | 0 | 0 | 0 | 0 | 0 | 0 | 0 | 0 | 0 | 0 | 0 | 0
7h | Onshore Wind
7i | Offshore Wind
7j | Solar (PV)
7k | Biomass
7l | other RES (apart from hydro, including tidal, wave, geothermal, waste renewable, CSP,…)
7m | Hydro Run of River and Reservoir |  |  | 0.029 | 0.1446 | 0.1146 | 0.029 | 0.029 | 0.029 | 0.0145 | 0.0145 | 0.0145 | 0.0145 | 0.1203 | 0.0903 | 0.0145 | 0.0145 | 0 | 0.037 | 0 | 0 | 0.0495
7n | Hydro pumping |  |  | 0.72053 | 0.56153 | 0.54553 | 0.51393 | 0.44993 | 0.46593 | 0.46793 | 0.90553 | 0.99553 | 0.73133 | 0.43533 | 0.45133 | 0.38773 | 0.35973 | 0.65116 | 0.51166 | 0.86093 | 0.92156 | 0.67693
7o | Other non-RES (incl. not clearly identifiable energy sources) |  |  | 0.086 | 0.064 | 0.064 | 0.064 | 0.064 | 0.064 | 0.064 | 0.064 | 0.064 | 0.064 | 0.064 | 0.064 | 0.064 | 0.064 | 0.064 | 0.064 | 0.064 | 0.064 | 0.064
PART B : DATA FOR NORMAL CONDITIONS
8 | Non-usable capacity at reference point (all power stations including mothballed, authorization & technical & legal constraints, energy source unavailability etc. ) |  |  | 107.0065 | 106.881 | 105.3552 | 104.2524 | 103.7029 | 103.0116 | 104.5131 | 104.5529 | 104.2106 | 105.9545 | 107.3406 | 107.8319 | 109.3062 | 109.5111 | 109.7386 | 109.9247 | 109.7305 | 110.459 | 109.6603
8a | of which nuclear |  |  | 0 | 0 | 0 | 0 | 0 | 0 | 0 | 0 | 0 | 0 | 0 | 0 | 0 | 0 | 0 | 0 | 0 | 0 | 0
8b | of which Lignite |  |  | 0.01 | 0.01 | 0.01 | 0.01 | 0.01 | 0.01 | 0.01 | 0.01 | 0.01 | 0.01 | 0.01 | 0.01 | 0.01 | 0.01 | 0.01 | 0.01 | 0.01 | 0.01 | 0.01
8c | of which Hard Coal |  |  | 0 | 0 | 0 | 0 | 0 | 0 | 0 | 0 | 0 | 0 | 0 | 0 | 0 | 0 | 0 | 0 | 0 | 0 | 0
8d | of which Gas |  |  | 2.3415 | 2.3415 | 2.3415 | 2.3415 | 2.3415 | 2.3415 | 2.898 | 2.898 | 2.898 | 2.898 | 2.898 | 2.898 | 2.898 | 2.898 | 2.898 | 2.898 | 2.898 | 2.898 | 2.898
8e | of which Oil |  |  | 0.00076 | 0.00076 | 0.00076 | 0.00076 | 0.00076 | 0.00076 | 0.00076 | 0.00076 | 0.00076 | 0.00076 | 0.00076 | 0.00076 | 0.00076 | 0.00076 | 0.00076 | 0.00076 | 0.00076 | 0.00076 | 0.00076
8f | of which Oil Shale |  |  | 0 | 0 | 0 | 0 | 0 | 0 | 0 | 0 | 0 | 0 | 0 | 0 | 0 | 0 | 0 | 0 | 0 | 0 | 0
8g | of which Fossil Peat |  |  | 0 | 0 | 0 | 0 | 0 | 0 | 0 | 0 | 0 | 0 | 0 | 0 | 0 | 0 | 0 | 0 | 0 | 0 | 0
8h | of which onshore wind |  |  | 43.7672 | 43.3967 | 42.2181 | 41.3857 | 40.9695 | 40.53 | 41.0123 | 41.1338 | 40.7058 | 42.1723 | 42.8552 | 43.3293 | 44.6482 | 44.66 | 44.7814 | 44.809 | 44.8373 | 45.4153 | 47.4332
8i | of which offshore wind |  |  | 4.1166 | 4.0356 | 3.6852 | 3.4084 | 3.2623 | 3.0137 | 3.1331 | 3.139 | 3.2426 | 3.4672 | 3.7995 | 3.8199 | 3.9626 | 4.1501 | 3.9628 | 4.124 | 4.0533 | 4.3599 | 4.7332
8j | of which Solar |  |  | 48.1198 | 48.4055 | 48.4055 | 48.4055 | 48.4055 | 48.4055 | 48.7404 | 48.7404 | 48.7404 | 48.7404 | 49.0434 | 49.0434 | 49.0434 | 49.0434 | 49.3864 | 49.3558 | 49.2738 | 49.1298 | 45.8823
8k | of which Biomass |  |  | 2.7514 | 2.76 | 2.76 | 2.76 | 2.76 | 2.76 | 2.7687 | 2.7687 | 2.7687 | 2.7687 | 2.7774 | 2.7774 | 2.7774 | 2.7774 | 2.7861 | 2.7861 | 2.7861 | 2.7861 | 2.7949
8l | of which other RES (apart from hydro) |  |  | 0.27503 | 0.27503 | 0.27503 | 0.27503 | 0.27503 | 0.27503 | 0.27503 | 0.27503 | 0.27503 | 0.27503 | 0.27503 | 0.27503 | 0.27503 | 0.27503 | 0.27503 | 0.27503 | 0.27503 | 0.27503 | 0.27503
8m | Hydro Run of River and Reservoir |  |  | 3.999 | 3.999 | 3.999 | 3.999 | 3.999 | 3.999 | 3.999 | 3.999 | 3.999 | 3.999 | 3.999 | 3.999 | 3.999 | 3.999 | 3.999 | 3.999 | 3.999 | 3.999 | 3.999
8n | Hydro pumping |  |  | 1.6252 | 1.657 | 1.6602 | 1.6666 | 1.6794 | 1.6762 | 1.6758 | 1.5882 | 1.5702 | 1.6231 | 1.6823 | 1.6791 | 1.6918 | 1.6974 | 1.6391 | 1.667 | 1.5972 | 1.585 | 1.634
8o | of which other non-RES (incl. not clearly identifiable energy sources) |  |  | 0 | 0 | 0 | 0 | 0 | 0 | 0 | 0 | 0 | 0 | 0 | 0 | 0 | 0 | 0 | 0 | 0 | 0 | 0
9 | Available capacity (9 = 6 - (7 + 8)) |  |  | 99.1652 | 100.0076 | 101.6429 | 102.863 | 103.3854 | 104.0755 | 102.0909 | 101.6135 | 101.8658 | 100.3861 | 99.7922 | 99.3149 | 97.9799 | 97.8031 | 97.9141 | 97.8305 | 97.6925 | 96.6984 | 97.8724
10 | Outages: average expected value (all power stations) |  |  | 5.3283 | 5.3355 | 5.3412 | 5.3412 | 5.3348 | 5.3358 | 5.2486 | 5.2486 | 5.2486 | 5.2486 | 5.2521 | 5.2521 | 5.2521 | 5.2521 | 5.2506 | 5.2506 | 5.2492 | 5.2303 | 5.1883
11 | System services reserve (one hour ahead of real time) |  |  | 4.446 | 4.446 | 4.446 | 4.446 | 4.446 | 4.446 | 4.446 | 4.446 | 4.446 | 4.446 | 4.446 | 4.446 | 4.446 | 4.446 | 4.446 | 4.446 | 4.446 | 4.446 | 4.446
12 | Reliably available capacity (12 = 9 - (10 + 11)) |  |  | 89.3909 | 90.2261 | 91.8557 | 93.0758 | 93.6046 | 94.2936 | 92.3963 | 91.9189 | 92.1712 | 90.6915 | 90.094 | 89.6168 | 88.2818 | 88.1049 | 88.2175 | 88.1339 | 87.9973 | 87.022 | 88.2381
13 | Demand at reference point in time |  |  | 76.5223 | 73.9686 | 74.2757 | 71.5743 | 54.1299 | 72.8376 | 73.3414 | 77.106 | 76.1669 | 75.5897 | 75.4134 | 75.0402 | 73.9852 | 78.8144 | 72.4658 | 69.6159 | 71.3919 | 69.272 | 64.043
13b | Population average daily (24h) temperature (degrees Celsius) |  |  | 3.7488 | 3.0054 | 2.4594 | 2.1548 | 2.1219 | 2.3946 | 1.5393 | 1.2678 | 1.1781 | 1.257 | 1.4916 | 1.8681 | 2.3729 | 2.9922 | 3.6033 | 4.3977 | 5.2661 | 6.1946 | 7.1688
14a | Load reduction / demand side response available at reference point in time
14b | Strategic reserves available at reference point in time |  |  | 10.6696 | 10.6696 | 10.6696 | 10.6696 | 10.6696 | 10.6696 | 10.6696 | 10.6696 | 10.6696 | 10.6696 | 10.6696 | 10.6696 | 10.6696 | 10.6696 | 10.6696 | 10.6696 | 10.6696 | 10.6696 | 10.6696
15 | Net weekly load at reference point in time (15 = 13-14a) |  |  | 76.5223 | 73.9686 | 74.2757 | 71.5743 | 54.1299 | 72.8376 | 73.3414 | 77.106 | 76.1669 | 75.5897 | 75.4134 | 75.0402 | 73.9852 | 78.8144 | 72.4658 | 69.6159 | 71.3919 | 69.272 | 64.043
16 | Remaining capacity at reference point in time (16 = 12- 15) |  |  | 12.8685 | 16.2575 | 17.58 | 21.5015 | 39.4747 | 21.4561 | 19.0549 | 14.8129 | 16.0043 | 15.1019 | 14.6806 | 14.5766 | 14.2966 | 9.2906 | 15.7517 | 18.518 | 16.6054 | 17.7501 | 24.1951
B1 | Weekly peak load (unrestricted reference point in time) |  |  | 77.5817 | 75.3504 | 75.8721 | 73.9002 | 61.6189 | 73.6164 | 76.5611 | 77.8816 | 76.7502 | 76.621 | 75.8694 | 77.4708 | 75.0069 | 79.9444 | 74.4122 | 75.1609 | 75.3964 | 74.03 | 71.7112
B2 | Daily hour of expected weekly peak load (CET for winter, but CEST for last week; CEST for summer) |  |  | 18 | 18 | 18 | 18 | 18 | 18 | 18 | 18 | 18 | 12 | 12 | 12 | 12 | 19 | 19 | 11 | 12 | 12 | 12
PART C : DATA FOR SEVERE CONDITIONS
17 | Non-usable capacity at reference point (all power stations including mothballed, authorization & technical & legal constraints, energy source unavailability etc. ) |  |  | 119.986 | 120.5719 | 120.4678 | 120.4647 | 120.2879 | 119.9906 | 121.4773 | 121.4224 | 121.5639 | 121.9161 | 122.5402 | 122.5735 | 122.6562 | 122.7391 | 123.2243 | 123.2158 | 123.1875 | 123.2284 | 122.0235
17a | of which nuclear |  |  | 0 | 0 | 0 | 0 | 0 | 0 | 0 | 0 | 0 | 0 | 0 | 0 | 0 | 0 | 0 | 0 | 0 | 0 | 0
17b | of which Lignite |  |  | 0.01 | 0.01 | 0.01 | 0.01 | 0.01 | 0.01 | 0.01 | 0.01 | 0.01 | 0.01 | 0.01 | 0.01 | 0.01 | 0.01 | 0.01 | 0.01 | 0.01 | 0.01 | 0.01
17c | of which Hard Coal |  |  | 0 | 0 | 0 | 0 | 0 | 0 | 0 | 0 | 0 | 0 | 0 | 0 | 0 | 0 | 0 | 0 | 0 | 0 | 0
17d | of which Gas |  |  | 2.3415 | 2.3415 | 2.3415 | 2.3415 | 2.3415 | 2.3415 | 2.898 | 2.898 | 2.898 | 2.898 | 2.898 | 2.898 | 2.898 | 2.898 | 2.898 | 2.898 | 2.898 | 2.898 | 2.898
17e | of which Oil |  |  | 0.00076 | 0.00076 | 0.00076 | 0.00076 | 0.00076 | 0.00076 | 0.00076 | 0.00076 | 0.00076 | 0.00076 | 0.00076 | 0.00076 | 0.00076 | 0.00076 | 0.00076 | 0.00076 | 0.00076 | 0.00076 | 0.00076
17f | of which Oil Shale |  |  | 0 | 0 | 0 | 0 | 0 | 0 | 0 | 0 | 0 | 0 | 0 | 0 | 0 | 0 | 0 | 0 | 0 | 0 | 0
17g | of which Fossil Peat |  |  | 0 | 0 | 0 | 0 | 0 | 0 | 0 | 0 | 0 | 0 | 0 | 0 | 0 | 0 | 0 | 0 | 0 | 0 | 0
17h | of which onshore wind |  |  | 53.5285 | 53.6583 | 53.5529 | 53.5503 | 53.3719 | 53.1238 | 53.7577 | 53.7713 | 53.9427 | 54.1998 | 54.4103 | 54.4607 | 54.5162 | 54.5822 | 54.8013 | 54.7759 | 54.8096 | 54.8773 | 55.4241
17i | of which offshore wind |  |  | 7.3348 | 7.4648 | 7.4629 | 7.4561 | 7.4449 | 7.3988 | 7.352 | 7.371 | 7.359 | 7.4013 | 7.444 | 7.4301 | 7.4445 | 7.4558 | 7.4253 | 7.4143 | 7.4272 | 7.4486 | 7.4669
17j | of which Solar |  |  | 48.1198 | 48.4055 | 48.4055 | 48.4055 | 48.4055 | 48.4055 | 48.7404 | 48.7404 | 48.7404 | 48.7404 | 49.0434 | 49.0434 | 49.0434 | 49.0434 | 49.3897 | 49.3897 | 49.3846 | 49.3485 | 47.5208
17k | of which Biomass |  |  | 2.7514 | 2.76 | 2.76 | 2.76 | 2.76 | 2.76 | 2.7687 | 2.7687 | 2.7687 | 2.7687 | 2.7774 | 2.7774 | 2.7774 | 2.7774 | 2.7861 | 2.7861 | 2.7861 | 2.7861 | 2.7949
17l | of which other RES (apart from hydro) |  |  | 0.27503 | 0.27503 | 0.27503 | 0.27503 | 0.27503 | 0.27503 | 0.27503 | 0.27503 | 0.27503 | 0.27503 | 0.27503 | 0.27503 | 0.27503 | 0.27503 | 0.27503 | 0.27503 | 0.27503 | 0.27503 | 0.27503
17m | Hydro Run of River and Reservoir |  |  | 3.999 | 3.999 | 3.999 | 3.999 | 3.999 | 3.999 | 3.999 | 3.999 | 3.999 | 3.999 | 3.999 | 3.999 | 3.999 | 3.999 | 3.999 | 3.999 | 3.999 | 3.999 | 3.999
17n | Hydro pumping |  |  | 1.6252 | 1.657 | 1.6602 | 1.6666 | 1.6794 | 1.6762 | 1.6758 | 1.5882 | 1.5702 | 1.6231 | 1.6823 | 1.6791 | 1.6918 | 1.6974 | 1.6391 | 1.667 | 1.5972 | 1.585 | 1.634
17o | of which other non-RES (incl. not clearly identifiable energy sources) |  |  | 0 | 0 | 0 | 0 | 0 | 0 | 0 | 0 | 0 | 0 | 0 | 0 | 0 | 0 | 0 | 0 | 0 | 0 | 0
18 | Available capacity (18 = 6 - (7 + 17)) |  |  | 86.1857 | 86.3167 | 86.5303 | 86.6506 | 86.8004 | 87.0965 | 85.1267 | 84.744 | 84.5125 | 84.4245 | 84.5926 | 84.5733 | 84.63 | 84.5751 | 84.4284 | 84.5395 | 84.2354 | 83.9289 | 85.5092
19 | Outages: average expected value (all power stations) under SEVERE conditions |  |  | 5.3283 | 5.3355 | 5.3412 | 5.3412 | 5.3348 | 5.3358 | 5.2486 | 5.2486 | 5.2486 | 5.2486 | 5.2521 | 5.2521 | 5.2521 | 5.2521 | 5.2506 | 5.2506 | 5.2492 | 5.2303 | 5.1883
20 | System services reserve (one hour ahead of real time) under SEVERE conditions |  |  | 4.446 | 4.446 | 4.446 | 4.446 | 4.446 | 4.446 | 4.446 | 4.446 | 4.446 | 4.446 | 4.446 | 4.446 | 4.446 | 4.446 | 4.446 | 4.446 | 4.446 | 4.446 | 4.446
21 | Reliably available capacity under SEVERE conditions (21 = 18 - (19 + 20)) |  |  | 76.4114 | 76.5353 | 76.7432 | 76.8634 | 77.0196 | 77.3146 | 75.4321 | 75.0494 | 74.8179 | 74.7299 | 74.8944 | 74.8751 | 74.9319 | 74.877 | 74.7318 | 74.8429 | 74.5403 | 74.2526 | 75.875
22 | Demand at reference point in time under SEVERE conditions (one in 20 year) |  |  | 81.81 | 81.81 | 81.81 | 81.81 | 77.72 | 77.72 | 81.81 | 81.81 | 81.81 | 81.81 | 81.81 | 81.81 | 81.81 | 81.81 | 81.81 | 81.81 | 81.81 | 81.81 | 81.81
23a | Load reduction / demand side response available at reference point in time under SEVERE conditions
23b | Strategic reserves available at reference point in time under SEVERE conditions |  |  | 10.6696 | 10.6696 | 10.6696 | 10.6696 | 10.6696 | 10.6696 | 10.6696 | 10.6696 | 10.6696 | 10.6696 | 10.6696 | 10.6696 | 10.6696 | 10.6696 | 10.6696 | 10.6696 | 10.6696 | 10.6696 | 10.6696
24 | Net weekly peak load for SEVERE conditions (24 = 22-23a) |  |  | 81.81 | 81.81 | 81.81 | 81.81 | 77.72 | 77.72 | 81.81 | 81.81 | 81.81 | 81.81 | 81.81 | 81.81 | 81.81 | 81.81 | 81.81 | 81.81 | 81.81 | 81.81 | 81.81
25 | Remaining capacity for SEVERE conditions (25 = 21-24) |  |  | -5.3986 | -5.2747 | -5.0668 | -4.9466 | -0.7004 | -0.40537 | -6.3779 | -6.7606 | -6.9921 | -7.0801 | -6.9156 | -6.9349 | -6.8781 | -6.933 | -7.0782 | -6.9671 | -7.2697 | -7.5574 | -5.935
C1 | Weekly peak load under SEVERE conditions (unrestricted reference point in time) |  |  | 81.81 | 81.81 | 81.81 | 81.81 | 81.81 | 81.81 | 81.81 | 81.81 | 81.81 | 81.81 | 81.81 | 81.81 | 81.81 | 81.81 | 81.81 | 81.81 | 81.81 | 81.81 | 81.81
C2 | Daily hour of expected weekly peak load (CET for winter, but CEST for last week; CEST for summer) |  |  | 19 | 19 | 19 | 19 | 19 | 19 | 19 | 19 | 19 | 19 | 19 | 19 | 19 | 19 | 19 | 19 | 19 | 19 | 19
PART D: ADDITIONAL INFORMATION FOR INTERCONNECTORS (at synchronous peak)
31 | Simultaneous importable capacity |  | From | 23.734 | 23.734 | 23.734 | 23.734 | 23.734 | 23.734 | 23.734 | 23.734 | 23.734 | 23.734 | 23.734 | 23.734 | 23.734 | 23.734 | 23.734 | 23.734 | 23.734 | 23.734 | 23.734
32 | Simultaneous exportable capacity |  | To | 19.864 | 19.864 | 19.864 | 19.864 | 19.864 | 19.864 | 19.864 | 19.864 | 19.864 | 19.864 | 19.864 | 19.864 | 19.864 | 19.864 | 19.864 | 19.864 | 19.864 | 19.864 | 19.864
| The off-peak dates are related to Sunday of each week |  |  | 2019-12-01 | 2019-12-08 | 2019-12-15 | 2019-12-22 | 2019-12-29 | 2020-01-05 | 2020-01-12 | 2020-01-19 | 2020-01-26 | 2020-02-02 | 2020-02-09 | 2020-02-16 | 2020-02-23 | 2020-03-01 | 2020-03-08 | 2020-03-15 | 2020-03-22 | 2020-03-29 | 2020-04-05
| WEEK |  |  | 48 | 49 | 50 | 51 | 52 | 1 | 2 | 3 | 4 | 5 | 6 | 7 | 8 | 9 | 10 | 11 | 12 | 13 | 14
| Time (CET for winter, but CEST for last week of winter; CEST for summer) |  |  | 5:00 | 5:00 | 5:00 | 5:00 | 5:00 | 5:00 | 5:00 | 5:00 | 5:00 | 5:00 | 5:00 | 5:00 | 5:00 | 5:00 | 5:00 | 5:00 | 5:00 | 5:00 | 5:00
PART E: ADDITIONAL INFORMATION FOR NIGHT MIN DEMAND CONDITIONS
33 | Weekly Minimum Demand (overnight valley minimum) |  |  | 43.8714 | 43.5663 | 47.2324 | 39.8191 | 40.9815 | 42.4068 | 44.9787 | 44.3146 | 45.6567 | 45.5357 | 46.4374 | 46.3336 | 48.6804 | 49.0049 | 42.1554 | 49.0227 | 44.4178 | 41.5795 | 39.5737
34 | Must Run Generation (excluding wind/run of river) |  |  | 18.5785 | 18.2921 | 18.2921 | 18.2921 | 18.2921 | 18.2921 | 18.1337 | 18.1337 | 18.1337 | 18.1337 | 18.4176 | 18.4176 | 18.4176 | 18.4176 | 18.2576 | 18.2576 | 18.2576 | 18.2576 | 18.1843
35 | Run of river generation (Must Run) |  |  | 3.027 | 3.027 | 3.027 | 3.027 | 3.027 | 3.027 | 3.027 | 3.027 | 3.027 | 3.027 | 3.027 | 3.027 | 3.027 | 3.027 | 3.027 | 3.027 | 3.027 | 3.027 | 3.027
36 | Downward balancing reserves (FCR, FRR) |  |  | 2.603 | 2.603 | 2.603 | 2.603 | 2.603 | 2.603 | 2.555 | 2.555 | 2.555 | 2.555 | 2.555 | 2.555 | 2.555 | 2.555 | 2.555 | 2.555 | 2.555 | 2.555 | 2.673
37 | Pumping Storage Capacity available (Power) |  |  | 6.4374 | 6.4374 | 6.4374 | 6.4374 | 6.4374 | 6.4374 | 6.4374 | 6.4374 | 6.4374 | 6.4374 | 6.4374 | 6.4374 | 6.4374 | 6.4374 | 6.4374 | 6.4374 | 6.4374 | 6.4374 | 6.4374
38a | Highest expected onshore wind generation running |  |  | 40.096 | 41.0219 | 42.5695 | 43.787 | 44.3251 | 45.0669 | 45.2394 | 45.2175 | 45.1869 | 44.4208 | 43.7161 | 43.0018 | 41.884 | 40.2918 | 39.5639 | 37.0302 | 35.4024 | 33.5608 | 30.0271
38b | Highest expected offshore wind generation running |  |  | 7.1459 | 7.2657 | 7.2693 | 7.2676 | 7.2699 | 7.2723 | 7.272 | 7.2726 | 7.273 | 7.272 | 7.2713 | 7.2681 | 7.2545 | 7.2565 | 7.2567 | 7.2545 | 7.2547 | 7.2369 | 7.1977
39 | DOWNWARD REGULATION CAPABILITIES: 39 = (33+37)-(34+35+36+38a+38b)) |  |  | -21.1417 | -22.206 | -20.0911 | -28.7202 | -28.0982 | -27.4171 | -24.811 | -25.4538 | -24.0815 | -23.4354 | -22.1122 | -21.4985 | -18.0203 | -16.1057 | -22.0674 | -12.6642 | -15.6415 | -16.6204 | -15.0981
PART Ebis: ADDITIONAL INFORMATION FOR INTERCONNECTORS
Transportable capacity at night minimum demand conditions (high wind conditions)
40 | Simultaneous importable capacity |  | From | 19.953 | 19.953 | 19.953 | 19.953 | 19.953 | 19.953 | 19.953 | 19.953 | 19.953 | 19.953 | 19.953 | 19.953 | 19.953 | 19.953 | 19.953 | 19.953 | 19.953 | 19.953 | 19.953
41 | Simultaneous exportable capacity |  | To | 15.683 | 15.683 | 15.683 | 15.683 | 15.683 | 15.683 | 15.683 | 15.683 | 15.683 | 15.683 | 15.683 | 15.683 | 15.683 | 15.683 | 15.683 | 15.683 | 15.683 | 15.683 | 15.683
| Time (CET for winter, but CEST for last week of winter; CEST for summer) |  |  | 11:00 | 11:00 | 11:00 | 11:00 | 11:00 | 11:00 | 11:00 | 11:00 | 11:00 | 11:00 | 11:00 | 11:00 | 11:00 | 11:00 | 11:00 | 11:00 | 11:00 | 11:00 | 11:00
PART F: ADDITIONAL INFORMATION FOR DAYTIME MIN DEMAND CONDITIONS
42 | Weekly Minimum Daytime Demand (Sunday low peak + solar) |  |  | 56.1936 | 55.6356 | 58.4616 | 52.1871 | 50.2087 | 52.9998 | 56.0666 | 55.0187 | 55.9497 | 56.4815 | 58.2308 | 55.8446 | 57.3703 | 57.8689 | 52.8723 | 59.8922 | 52.1743 | 52.0923 | 50.8501
43 | Must Run Generation (excluding wind/PV/run of river) |  |  | 18.5785 | 18.2921 | 18.2921 | 18.2921 | 18.2921 | 18.2921 | 18.1337 | 18.1337 | 18.1337 | 18.1337 | 18.4176 | 18.4176 | 18.4176 | 18.4176 | 18.2576 | 18.2576 | 18.2576 | 18.2576 | 18.1843
44 | Run of river generation (Must Run) |  |  | 3.027 | 3.027 | 3.027 | 3.027 | 3.027 | 3.027 | 3.027 | 3.027 | 3.027 | 3.027 | 3.027 | 3.027 | 3.027 | 3.027 | 3.027 | 3.027 | 3.027 | 3.027 | 3.027
45 | Downward balancing reserves (FCR, FRR) |  |  | 2.603 | 2.603 | 2.603 | 2.603 | 2.603 | 2.603 | 2.555 | 2.555 | 2.555 | 2.555 | 2.555 | 2.555 | 2.555 | 2.555 | 2.555 | 2.555 | 2.555 | 2.555 | 2.673
46 | Pumping Storage Capacity available (Power) |  |  | 6.4374 | 6.4374 | 6.4374 | 6.4374 | 6.4374 | 6.4374 | 6.4374 | 6.4374 | 6.4374 | 6.4374 | 6.4374 | 6.4374 | 6.4374 | 6.4374 | 6.4374 | 6.4374 | 6.4374 | 6.4374 | 6.4374
47a | Highest expected onshore wind generation running |  |  | 41.5558 | 42.4464 | 43.5301 | 44.1412 | 44.5846 | 44.5914 | 44.9184 | 45.4311 | 45.1191 | 44.9251 | 44.522 | 43.2451 | 42.5722 | 42.6175 | 41.963 | 40.5211 | 38.708 | 35.9436 | 31.8274
47b | Highest expected offshore wind generation running |  |  | 7.1424 | 7.2655 | 7.2703 | 7.2695 | 7.2712 | 7.2727 | 7.2723 | 7.2734 | 7.2738 | 7.2731 | 7.2728 | 7.2716 | 7.2686 | 7.2679 | 7.2672 | 7.263 | 7.2502 | 7.2357 | 7.1939
48 | Highest expected solar PV running |  |  | 12.6916 | 12.4702 | 11.8303 | 11.4689 | 11.1408 | 11.5006 | 11.9719 | 13.0094 | 14.1734 | 15.2955 | 16.4587 | 17.4049 | 18.8089 | 20.5943 | 21.7308 | 22.6713 | 23.8819 | 24.6593 | 21.1882
49 | DOWNWARD REGULATION CAPABILITIES: 49 = (42+46)-(43+44+45+47a+47b+48a+48b) |  |  | -22.9673 | -24.0312 | -21.6539 | -28.1772 | -30.2726 | -27.8497 | -25.3743 | -27.9735 | -27.8949 | -28.2905 | -27.5849 | -29.6391 | -28.8416 | -30.173 | -35.4909 | -27.9655 | -35.0679 | -33.1485 | -26.8064
PART Fbis: ADDITIONAL INFORMATION FOR INTERCONNECTORS
Transportable capacity at daytime minimum demand conditions (high wind and high solar conditions)
50 | Simultaneous importable capacity |  | From | 19.953 | 19.953 | 19.953 | 19.953 | 19.953 | 19.953 | 19.953 | 19.953 | 19.953 | 19.953 | 19.953 | 19.953 | 19.953 | 19.953 | 19.953 | 19.953 | 19.953 | 19.953 | 19.953
51 | Simultaneous exportable capacity |  | To | 15.683 | 15.683 | 15.683 | 15.683 | 15.683 | 15.683 | 15.683 | 15.683 | 15.683 | 15.683 | 15.683 | 15.683 | 15.683 | 15.683 | 15.683 | 15.683 | 15.683 | 15.683 | 15.683

## CZ
Winter Outlook Report 2019/2020
| Power Data (all entries are assumed to be >0) |  |  |  |  | CZ | [6 empty] | Heating if temperature below: | 19.8038 |  |  |  | Cooling if temperature above: | 24.8038
| (Net values in GW, at a synchronous time every week) |  |  |  |  | Czech Republic | [6 empty] | Heating saturation temperature: | -10 |  |  |  | Cooling saturation temperature: | not detected
[13 empty] | Temperature sensitivity in heating [MW/ ͦC] | -106 |  |  |  | Temperature sensitivity in cooling [MW/ ͦC] | 47.376
| The peak dates are related to Wednesday of each week |  |  | 2019-11-27 | 2019-12-04 | 2019-12-11 | 2019-12-18 | 2019-12-24 | 2019-12-31 | 2020-01-08 | 2020-01-15 | 2020-01-22 | 2020-01-29 | 2020-02-05 | 2020-02-12 | 2020-02-19 | 2020-02-26 | 2020-03-04 | 2020-03-11 | 2020-03-18 | 2020-03-25 | 2020-04-01
| WEEK |  |  | 48 | 49 | 50 | 51 | 52 | 1 | 2 | 3 | 4 | 5 | 6 | 7 | 8 | 9 | 10 | 11 | 12 | 13 | 14
| Time (CET for winter, but CEST last week; CEST for summer) |  |  | 19:00 | 19:00 | 19:00 | 19:00 | 19:00 | 19:00 | 19:00 | 19:00 | 19:00 | 19:00 | 19:00 | 19:00 | 19:00 | 19:00 | 19:00 | 19:00 | 19:00 | 19:00 | 19:00
Line | PART A : INDIGENOUS NATIONAL GENERATION | Severe conditions Average Forced Outage Rate | Normal conditions Average Forced Outage Rate
Net generating capacity:
1 | Nuclear Power | 2.09% | 2.09% | 4.0326 | 4.0326 | 4.0326 | 4.0326 | 4.0326 | 4.0326 | 4.0326 | 4.0326 | 4.0326 | 4.0326 | 4.0326 | 4.0326 | 4.0326 | 4.0326 | 4.0326 | 4.0326 | 4.0326 | 4.0326 | 4.0326
2 | Fossil Fuels |  |  | 11.7016 | 11.7016 | 11.7016 | 11.7016 | 11.7016 | 11.7016 | 11.7016 | 11.7016 | 11.7016 | 11.7016 | 11.7016 | 11.7016 | 11.7016 | 11.7016 | 11.7016 | 11.7016 | 11.7016 | 11.7016 | 11.7016
2a | of which Lignite | 3% | 3% | 8.7572 | 8.7572 | 8.7572 | 8.7572 | 8.7572 | 8.7572 | 8.7572 | 8.7572 | 8.7572 | 8.7572 | 8.7572 | 8.7572 | 8.7572 | 8.7572 | 8.7572 | 8.7572 | 8.7572 | 8.7572 | 8.7572
2b | of which Hard Coal | 3.47% | 3.47% | 1.5631 | 1.5631 | 1.5631 | 1.5631 | 1.5631 | 1.5631 | 1.5631 | 1.5631 | 1.5631 | 1.5631 | 1.5631 | 1.5631 | 1.5631 | 1.5631 | 1.5631 | 1.5631 | 1.5631 | 1.5631 | 1.5631
2c | of which Gas | 2.1% | 2.1% | 1.3401 | 1.3401 | 1.3401 | 1.3401 | 1.3401 | 1.3401 | 1.3401 | 1.3401 | 1.3401 | 1.3401 | 1.3401 | 1.3401 | 1.3401 | 1.3401 | 1.3401 | 1.3401 | 1.3401 | 1.3401 | 1.3401
2d | of which Oil | 4.09% | 4.09% | 0.04128 | 0.04128 | 0.04128 | 0.04128 | 0.04128 | 0.04128 | 0.04128 | 0.04128 | 0.04128 | 0.04128 | 0.04128 | 0.04128 | 0.04128 | 0.04128 | 0.04128 | 0.04128 | 0.04128 | 0.04128 | 0.04128
2e | of which Oil Shale | 0% | 0% | 0 | 0 | 0 | 0 | 0 | 0 | 0 | 0 | 0 | 0 | 0 | 0 | 0 | 0 | 0 | 0 | 0 | 0 | 0
2f | of which Fossil Peat | 0% | 0% | 0 | 0 | 0 | 0 | 0 | 0 | 0 | 0 | 0 | 0 | 0 | 0 | 0 | 0 | 0 | 0 | 0 | 0 | 0
3 | Renewable Energy Sources (other than hydro) |  |  | 3.2135 | 3.2135 | 3.2135 | 3.2135 | 3.2135 | 3.2135 | 3.2135 | 3.2135 | 3.2135 | 3.2135 | 3.2135 | 3.2135 | 3.2135 | 3.2135 | 3.2135 | 3.2135 | 3.2135 | 3.2135 | 3.2135
3a | of which onshore wind | 0.32% | 0.32% | 0.32076 | 0.32076 | 0.32076 | 0.32076 | 0.32076 | 0.32076 | 0.32076 | 0.32076 | 0.32076 | 0.32076 | 0.32076 | 0.32076 | 0.32076 | 0.32076 | 0.32076 | 0.32076 | 0.32076 | 0.32076 | 0.32076
3b | of which offshore wind | 0% | 0% | 0 | 0 | 0 | 0 | 0 | 0 | 0 | 0 | 0 | 0 | 0 | 0 | 0 | 0 | 0 | 0 | 0 | 0 | 0
3c | of which Solar (PV) | 2.1% | 2.1% | 2.0859 | 2.0859 | 2.0859 | 2.0859 | 2.0859 | 2.0859 | 2.0859 | 2.0859 | 2.0859 | 2.0859 | 2.0859 | 2.0859 | 2.0859 | 2.0859 | 2.0859 | 2.0859 | 2.0859 | 2.0859 | 2.0859
3d | of which Biomass | 2.1% | 2.1% | 0.368 | 0.368 | 0.368 | 0.368 | 0.368 | 0.368 | 0.368 | 0.368 | 0.368 | 0.368 | 0.368 | 0.368 | 0.368 | 0.368 | 0.368 | 0.368 | 0.368 | 0.368 | 0.368
3e | of which other RES (e.g. tidal, wave, geothermal, RES waste, CSP) | 0% | 0% | 0.43884 | 0.43884 | 0.43884 | 0.43884 | 0.43884 | 0.43884 | 0.43884 | 0.43884 | 0.43884 | 0.43884 | 0.43884 | 0.43884 | 0.43884 | 0.43884 | 0.43884 | 0.43884 | 0.43884 | 0.43884 | 0.43884
4a | Hydro Run of River and Reservoir | 2.1% | 2.1% | 0.97755 | 0.97755 | 0.97755 | 0.97755 | 0.97755 | 0.97755 | 0.97755 | 0.97755 | 0.97755 | 0.97755 | 0.97755 | 0.97755 | 0.97755 | 0.97755 | 0.97755 | 0.97755 | 0.97755 | 0.97755 | 0.97755
4b | Hydro pumping | 2.1% | 2.1% | 1.1632 | 1.1632 | 1.1632 | 1.1632 | 1.1632 | 1.1632 | 1.1632 | 1.1632 | 1.1632 | 1.1632 | 1.1632 | 1.1632 | 1.1632 | 1.1632 | 1.1632 | 1.1632 | 1.1632 | 1.1632 | 1.1632
5 | Other non-RES (e.g. CHP non-renewable, waste non-renewable) | 2.1% | 2.1% | 0.04042 | 0.04042 | 0.04042 | 0.04042 | 0.04042 | 0.04042 | 0.04042 | 0.04042 | 0.04042 | 0.04042 | 0.04042 | 0.04042 | 0.04042 | 0.04042 | 0.04042 | 0.04042 | 0.04042 | 0.04042 | 0.04042
6 | Total Net generating capacity (6 = 1+2+3+4a+4b+5) |  |  | 21.129 | 21.129 | 21.129 | 21.129 | 21.129 | 21.129 | 21.129 | 21.129 | 21.129 | 21.129 | 21.129 | 21.129 | 21.129 | 21.129 | 21.129 | 21.129 | 21.129 | 21.129 | 21.129
7 | Maintenance & Overhauls (planned outages) |  |  | 1.4686 | 1.5036 | 1.4584 | 1.4716 | 1.9458 | 1.9835 | 1.9755 | 1.9805 | 1.9608 | 1.9662 | 1.7368 | 1.985 | 2.0825 | 1.9408 | 2.2634 | 2.3021 | 3.0186 | 2.8619 | 3.0794
7a | Nuclear Power |  |  | 0.01504 | 0.01504 | 0.0094 | 0.02256 | 0.48316 | 0.4888 | 0.4888 | 0.4888 | 0.47 | 0.48128 | 0.22184 | 0.47 | 0.47 | 0.47 | 0.48222 | 0.4841 | 1.1186 | 1.0218 | 1.0434
7b | Lignite |  |  | 0.74962 | 0.76268 | 0.76268 | 0.76268 | 0.77446 | 1.0695 | 1.0615 | 1.0606 | 1.0597 | 1.0597 | 1.0917 | 1.0917 | 1.1892 | 1.0475 | 1.2406 | 1.2774 | 1.2406 | 1.2903 | 1.3386
7c | Hard Coal |  |  | 0.58264 | 0.56884 | 0.56884 | 0.56884 | 0.57068 | 0.30774 | 0.30774 | 0.30774 | 0.30774 | 0.30774 | 0.30774 | 0.30774 | 0.30774 | 0.30774 | 0.29854 | 0.29854 | 0.29854 | 0.30774 | 0.3289
7d | Gas |  |  | 0.0144 | 0.01056 | 0.01056 | 0.01056 | 0.01056 | 0.01056 | 0.01056 | 0.01056 | 0.01056 | 0.01056 | 0.00864 | 0.00864 | 0.00864 | 0.00864 | 0.01632 | 0.01632 | 0.01632 | 0.01632 | 0.024
7e | Oil |  |  | 0 | 0 | 0 | 0 | 0 | 0 | 0 | 0 | 0 | 0 | 0 | 0 | 0 | 0 | 0 | 0 | 0 | 0 | 0
7f | Oil Shale |  |  | 0 | 0 | 0 | 0 | 0 | 0 | 0 | 0 | 0 | 0 | 0 | 0 | 0 | 0 | 0 | 0 | 0 | 0 | 0
7g | Fossil Peat |  |  | 0 | 0 | 0 | 0 | 0 | 0 | 0 | 0 | 0 | 0 | 0 | 0 | 0 | 0 | 0 | 0 | 0 | 0 | 0
7h | Onshore Wind |  |  | 0 | 0 | 0 | 0 | 0 | 0 | 0 | 0 | 0 | 0 | 0 | 0 | 0 | 0 | 0 | 0 | 0 | 0 | 0
7i | Offshore Wind |  |  | 0 | 0 | 0 | 0 | 0 | 0 | 0 | 0 | 0 | 0 | 0 | 0 | 0 | 0 | 0 | 0 | 0 | 0 | 0
7j | Solar (PV) |  |  | 0 | 0 | 0 | 0 | 0 | 0 | 0 | 0 | 0 | 0 | 0 | 0 | 0 | 0 | 0 | 0 | 0 | 0 | 0
7k | Biomass |  |  | 0 | 0 | 0 | 0 | 0 | 0 | 0 | 0 | 0 | 0 | 0 | 0 | 0 | 0 | 0 | 0 | 0 | 0 | 0
7l | other RES (apart from hydro, including tidal, wave, geothermal, waste renewable, CSP,…) |  |  | 0 | 0 | 0 | 0 | 0 | 0 | 0 | 0 | 0 | 0 | 0 | 0 | 0 | 0 | 0 | 0 | 0 | 0 | 0
7m | Hydro Run of River and Reservoir |  |  | 0.10692 | 0.14652 | 0.10692 | 0.10692 | 0.10692 | 0.10692 | 0.10692 | 0.11286 | 0.11286 | 0.10692 | 0.10692 | 0.10692 | 0.10692 | 0.10692 | 0.10692 | 0.10692 | 0.10692 | 0.10692 | 0.22572
7n | Hydro pumping |  |  | 0 | 0 | 0 | 0 | 0 | 0 | 0 | 0 | 0 | 0 | 0 | 0 | 0 | 0 | 0.1188 | 0.1188 | 0.2376 | 0.1188 | 0.1188
7o | Other non-RES (incl. not clearly identifiable energy sources) |  |  | 0 | 0 | 0 | 0 | 0 | 0 | 0 | 0 | 0 | 0 | 0 | 0 | 0 | 0 | 0 | 0 | 0 | 0 | 0
PART B : DATA FOR NORMAL CONDITIONS
8 | Non-usable capacity at reference point (all power stations including mothballed, authorization & technical & legal constraints, energy source unavailability etc. ) |  |  | 3.1464 | 3.1267 | 3.1359 | 3.1328 | 3.1318 | 3.1304 | 3.134 | 3.1309 | 3.1296 | 3.1346 | 3.1385 | 3.1432 | 3.1494 | 3.1515 | 3.1515 | 3.1493 | 3.1525 | 3.1555 | 3.0085
8a | of which nuclear |  |  | 0 | 0 | 0 | 0 | 0 | 0 | 0 | 0 | 0 | 0 | 0 | 0 | 0 | 0 | 0 | 0 | 0 | 0 | 0
8b | of which Lignite |  |  | 0 | 0 | 0 | 0 | 0 | 0 | 0 | 0 | 0 | 0 | 0 | 0 | 0 | 0 | 0 | 0 | 0 | 0 | 0
8c | of which Hard Coal |  |  | 0 | 0 | 0 | 0 | 0 | 0 | 0 | 0 | 0 | 0 | 0 | 0 | 0 | 0 | 0 | 0 | 0 | 0 | 0
8d | of which Gas |  |  | 0 | 0 | 0 | 0 | 0 | 0 | 0 | 0 | 0 | 0 | 0 | 0 | 0 | 0 | 0 | 0 | 0 | 0 | 0
8e | of which Oil |  |  | 0 | 0 | 0 | 0 | 0 | 0 | 0 | 0 | 0 | 0 | 0 | 0 | 0 | 0 | 0 | 0 | 0 | 0 | 0
8f | of which Oil Shale |  |  | 0 | 0 | 0 | 0 | 0 | 0 | 0 | 0 | 0 | 0 | 0 | 0 | 0 | 0 | 0 | 0 | 0 | 0 | 0
8g | of which Fossil Peat |  |  | 0 | 0 | 0 | 0 | 0 | 0 | 0 | 0 | 0 | 0 | 0 | 0 | 0 | 0 | 0 | 0 | 0 | 0 | 0
8h | of which onshore wind |  |  | 0.24731 | 0.24366 | 0.23681 | 0.23373 | 0.23277 | 0.23131 | 0.23496 | 0.2343 | 0.23291 | 0.23556 | 0.23946 | 0.24415 | 0.2503 | 0.25249 | 0.25249 | 0.2502 | 0.25384 | 0.25898 | 0.26774
8i | of which offshore wind |  |  | 0 | 0 | 0 | 0 | 0 | 0 | 0 | 0 | 0 | 0 | 0 | 0 | 0 | 0 | 0 | 0 | 0 | 0 | 0
8j | of which Solar |  |  | 2.0859 | 2.0859 | 2.0859 | 2.0859 | 2.0859 | 2.0859 | 2.0859 | 2.0859 | 2.0859 | 2.0859 | 2.0859 | 2.0859 | 2.0859 | 2.0859 | 2.0859 | 2.0859 | 2.0855 | 2.0834 | 1.9756
8k | of which Biomass |  |  | 0 | 0 | 0 | 0 | 0 | 0 | 0 | 0 | 0 | 0 | 0 | 0 | 0 | 0 | 0 | 0 | 0 | 0 | 0
8l | of which other RES (apart from hydro) |  |  | 0 | 0 | 0 | 0 | 0 | 0 | 0 | 0 | 0 | 0 | 0 | 0 | 0 | 0 | 0 | 0 | 0 | 0 | 0
8m | Hydro Run of River and Reservoir |  |  | 0.81312 | 0.79712 | 0.81312 | 0.81312 | 0.81312 | 0.81312 | 0.81312 | 0.81072 | 0.81072 | 0.81312 | 0.81312 | 0.81312 | 0.81312 | 0.81312 | 0.81312 | 0.81312 | 0.81312 | 0.81312 | 0.76512
8n | Hydro pumping |  |  | 0 | 0 | 0 | 0 | 0 | 0 | 0 | 0 | 0 | 0 | 0 | 0 | 0 | 0 | 0 | 0 | 0 | 0 | 0
8o | of which other non-RES (incl. not clearly identifiable energy sources) |  |  | 0 | 0 | 0 | 0 | 0 | 0 | 0 | 0 | 0 | 0 | 0 | 0 | 0 | 0 | 0 | 0 | 0 | 0 | 0
9 | Available capacity (9 = 6 - (7 + 8)) |  |  | 16.514 | 16.4986 | 16.5347 | 16.5246 | 16.0514 | 16.0151 | 16.0195 | 16.0175 | 16.0386 | 16.0282 | 16.2537 | 16.0008 | 15.8971 | 16.0366 | 15.714 | 15.6776 | 14.9579 | 15.1116 | 15.0411
10 | Outages: average expected value (all power stations) |  |  | 0.42219 | 0.42187 | 0.42251 | 0.42224 | 0.4122 | 0.41236 | 0.41259 | 0.41255 | 0.41297 | 0.4128 | 0.41729 | 0.41209 | 0.40915 | 0.41339 | 0.405 | 0.40387 | 0.38921 | 0.39195 | 0.3899
11 | System services reserve (one hour ahead of real time) |  |  | 1.18 | 1.185 | 1.185 | 1.185 | 1.185 | 1.2 | 1.2 | 1.2 | 1.2 | 1.19 | 1.185 | 1.185 | 1.185 | 1.19 | 1.19 | 1.19 | 1.19 | 1.19 | 1.175
12 | Reliably available capacity (12 = 9 - (10 + 11)) |  |  | 14.9118 | 14.8918 | 14.9272 | 14.9174 | 14.4542 | 14.4027 | 14.4069 | 14.4049 | 14.4256 | 14.4254 | 14.6514 | 14.4037 | 14.303 | 14.4332 | 14.119 | 14.0838 | 13.3787 | 13.5297 | 13.4762
13 | Demand at reference point in time |  |  | 9.947 | 10.1099 | 10.1761 | 10.0786 | 7.1272 | 7.165 | 9.8615 | 10.028 | 9.9553 | 10.0335 | 9.8072 | 9.9222 | 9.9434 | 10.0565 | 9.8339 | 9.5266 | 9.3914 | 9.3628 | 8.7538
13b | Population average daily (24h) temperature (degrees Celsius) |  |  | 3.3399 | 2.4802 | 1.8207 | 1.4065 | 1.2839 | 1.4589 | 0.68722 | 0.33434 | 0.23378 | 0.3595 | 0.68657 | 1.1911 | 1.8502 | 2.6421 | 3.4104 | 4.3936 | 5.4518 | 6.5665 | 7.72
14a | Load reduction / demand side response available at reference point in time |  |  | 0 | 0 | 0 | 0 | 0 | 0 | 0 | 0 | 0 | 0 | 0 | 0 | 0 | 0 | 0 | 0 | 0 | 0 | 0
14b | Strategic reserves available at reference point in time |  |  | 0 | 0 | 0 | 0 | 0 | 0 | 0 | 0 | 0 | 0 | 0 | 0 | 0 | 0 | 0 | 0 | 0 | 0 | 0
15 | Net weekly load at reference point in time (15 = 13-14a) |  |  | 9.947 | 10.1099 | 10.1761 | 10.0786 | 7.1272 | 7.165 | 9.8615 | 10.028 | 9.9553 | 10.0335 | 9.8072 | 9.9222 | 9.9434 | 10.0565 | 9.8339 | 9.5266 | 9.3914 | 9.3628 | 8.7538
16 | Remaining capacity at reference point in time (16 = 12- 15) |  |  | 4.9648 | 4.7819 | 4.7511 | 4.8388 | 7.3269 | 7.2378 | 4.5454 | 4.3769 | 4.4703 | 4.3919 | 4.8442 | 4.4815 | 4.3596 | 4.3767 | 4.2851 | 4.5572 | 3.9873 | 4.1668 | 4.7224
B1 | Weekly peak load (unrestricted reference point in time) |  |  | 10.2525 | 10.4448 | 10.5736 | 10.4586 | 8.5624 | 9.0454 | 10.132 | 10.3426 | 10.3518 | 10.2497 | 10.154 | 10.154 | 10.2212 | 10.3252 | 10.1596 | 9.8164 | 9.8679 | 9.8541 | 9.3021
B2 | Daily hour of expected weekly peak load (CET for winter, but CEST for last week; CEST for summer) |  |  | 17 | 17 | 17 | 17 | 17 | 12 | 10 | 10 | 10 | 10 | 14 | 10 | 10 | 14 | 10 | 14 | 14 | 14 | 10
PART C : DATA FOR SEVERE CONDITIONS
17 | Non-usable capacity at reference point (all power stations including mothballed, authorization & technical & legal constraints, energy source unavailability etc. ) |  |  | 3.2114 | 3.1947 | 3.2095 | 3.209 | 3.2104 | 3.2105 | 3.2112 | 3.2085 | 3.2083 | 3.2114 | 3.2122 | 3.2133 | 3.214 | 3.2143 | 3.2141 | 3.2138 | 3.2143 | 3.2149 | 3.1129
17a | of which nuclear |  |  | 0 | 0 | 0 | 0 | 0 | 0 | 0 | 0 | 0 | 0 | 0 | 0 | 0 | 0 | 0 | 0 | 0 | 0 | 0
17b | of which Lignite |  |  | 0 | 0 | 0 | 0 | 0 | 0 | 0 | 0 | 0 | 0 | 0 | 0 | 0 | 0 | 0 | 0 | 0 | 0 | 0
17c | of which Hard Coal |  |  | 0 | 0 | 0 | 0 | 0 | 0 | 0 | 0 | 0 | 0 | 0 | 0 | 0 | 0 | 0 | 0 | 0 | 0 | 0
17d | of which Gas |  |  | 0 | 0 | 0 | 0 | 0 | 0 | 0 | 0 | 0 | 0 | 0 | 0 | 0 | 0 | 0 | 0 | 0 | 0 | 0
17e | of which Oil |  |  | 0 | 0 | 0 | 0 | 0 | 0 | 0 | 0 | 0 | 0 | 0 | 0 | 0 | 0 | 0 | 0 | 0 | 0 | 0
17f | of which Oil Shale |  |  | 0 | 0 | 0 | 0 | 0 | 0 | 0 | 0 | 0 | 0 | 0 | 0 | 0 | 0 | 0 | 0 | 0 | 0 | 0
17g | of which Fossil Peat |  |  | 0 | 0 | 0 | 0 | 0 | 0 | 0 | 0 | 0 | 0 | 0 | 0 | 0 | 0 | 0 | 0 | 0 | 0 | 0
17h | of which onshore wind |  |  | 0.31232 | 0.31165 | 0.31046 | 0.30999 | 0.31134 | 0.31142 | 0.3122 | 0.3119 | 0.3116 | 0.31231 | 0.31313 | 0.3143 | 0.31498 | 0.31521 | 0.31504 | 0.31475 | 0.31529 | 0.31583 | 0.3176
17i | of which offshore wind |  |  | 0 | 0 | 0 | 0 | 0 | 0 | 0 | 0 | 0 | 0 | 0 | 0 | 0 | 0 | 0 | 0 | 0 | 0 | 0
17j | of which Solar |  |  | 2.0859 | 2.0859 | 2.0859 | 2.0859 | 2.0859 | 2.0859 | 2.0859 | 2.0859 | 2.0859 | 2.0859 | 2.0859 | 2.0859 | 2.0859 | 2.0859 | 2.0859 | 2.0859 | 2.0859 | 2.0859 | 2.0301
17k | of which Biomass |  |  | 0 | 0 | 0 | 0 | 0 | 0 | 0 | 0 | 0 | 0 | 0 | 0 | 0 | 0 | 0 | 0 | 0 | 0 | 0
17l | of which other RES (apart from hydro) |  |  | 0 | 0 | 0 | 0 | 0 | 0 | 0 | 0 | 0 | 0 | 0 | 0 | 0 | 0 | 0 | 0 | 0 | 0 | 0
17m | Hydro Run of River and Reservoir |  |  | 0.81312 | 0.79712 | 0.81312 | 0.81312 | 0.81312 | 0.81312 | 0.81312 | 0.81072 | 0.81072 | 0.81312 | 0.81312 | 0.81312 | 0.81312 | 0.81312 | 0.81312 | 0.81312 | 0.81312 | 0.81312 | 0.76512
17n | Hydro pumping |  |  | 0 | 0 | 0 | 0 | 0 | 0 | 0 | 0 | 0 | 0 | 0 | 0 | 0 | 0 | 0 | 0 | 0 | 0 | 0
17o | of which other non-RES (incl. not clearly identifiable energy sources) |  |  | 0 | 0 | 0 | 0 | 0 | 0 | 0 | 0 | 0 | 0 | 0 | 0 | 0 | 0 | 0 | 0 | 0 | 0 | 0
18 | Available capacity (18 = 6 - (7 + 17)) |  |  | 16.449 | 16.4306 | 16.4611 | 16.4484 | 15.9728 | 15.935 | 15.9422 | 15.9399 | 15.9599 | 15.9515 | 16.18 | 15.9307 | 15.8325 | 15.9739 | 15.6515 | 15.6131 | 14.896 | 15.0522 | 14.9367
19 | Outages: average expected value (all power stations) under SEVERE conditions |  |  | 0.42198 | 0.42166 | 0.42227 | 0.422 | 0.41195 | 0.41211 | 0.41235 | 0.4123 | 0.41272 | 0.41256 | 0.41706 | 0.41187 | 0.40894 | 0.41319 | 0.4048 | 0.40366 | 0.38901 | 0.39171 | 0.3886
20 | System services reserve (one hour ahead of real time) under SEVERE conditions |  |  | 1.18 | 1.185 | 1.185 | 1.185 | 1.185 | 1.2 | 1.2 | 1.2 | 1.2 | 1.19 | 1.185 | 1.185 | 1.185 | 1.19 | 1.19 | 1.19 | 1.19 | 1.19 | 1.175
21 | Reliably available capacity under SEVERE conditions (21 = 18 - (19 + 20)) |  |  | 14.847 | 14.824 | 14.8538 | 14.8414 | 14.3759 | 14.3229 | 14.3299 | 14.3276 | 14.3472 | 14.3489 | 14.5779 | 14.3338 | 14.2385 | 14.3707 | 14.0567 | 14.0194 | 13.317 | 13.4705 | 13.3731
22 | Demand at reference point in time under SEVERE conditions (one in 20 year) |  |  | 10.7294 | 10.9753 | 11.0477 | 10.8173 | 7.7177 | 7.7299 | 10.5757 | 10.6512 | 10.5977 | 10.6744 | 10.5185 | 10.6916 | 10.6997 | 10.7982 | 10.7625 | 10.4836 | 10.0835 | 10.1382 | 9.5319
23a | Load reduction / demand side response available at reference point in time under SEVERE conditions |  |  | 0 | 0 | 0 | 0 | 0 | 0 | 0 | 0 | 0 | 0 | 0 | 0 | 0 | 0 | 0 | 0 | 0 | 0 | 0
23b | Strategic reserves available at reference point in time under SEVERE conditions |  |  | 0 | 0 | 0 | 0 | 0 | 0 | 0 | 0 | 0 | 0 | 0 | 0 | 0 | 0 | 0 | 0 | 0 | 0 | 0
24 | Net weekly peak load for SEVERE conditions (24 = 22-23a) |  |  | 10.7294 | 10.9753 | 11.0477 | 10.8173 | 7.7177 | 7.7299 | 10.5757 | 10.6512 | 10.5977 | 10.6744 | 10.5185 | 10.6916 | 10.6997 | 10.7982 | 10.7625 | 10.4836 | 10.0835 | 10.1382 | 9.5319
25 | Remaining capacity for SEVERE conditions (25 = 21-24) |  |  | 4.1177 | 3.8487 | 3.8061 | 4.0241 | 6.6582 | 6.593 | 3.7542 | 3.6764 | 3.7494 | 3.6745 | 4.0595 | 3.6422 | 3.5388 | 3.5725 | 3.2942 | 3.5358 | 3.2335 | 3.3323 | 3.8412
C1 | Weekly peak load under SEVERE conditions (unrestricted reference point in time) |  |  | 11.0826 | 11.3171 | 11.4649 | 11.2467 | 9.5569 | 9.7472 | 11.433 | 11.607 | 11.3638 | 11.237 | 11.3659 | 11.3967 | 11.4128 | 11.4986 | 11.3039 | 11.0274 | 10.7657 | 10.8294 | 10.3378
C2 | Daily hour of expected weekly peak load (CET for winter, but CEST for last week; CEST for summer) |  |  | 17 | 17 | 17 | 17 | 17 | 12 | 14 | 14 | 10 | 9 | 18 | 10 | 9 | 14 | 14 | 14 | 14 | 14 | 10
PART D: ADDITIONAL INFORMATION FOR INTERCONNECTORS (at synchronous peak)
31 | Simultaneous importable capacity |  | From | 5.8 | 5.8 | 5.8 | 5.8 | 5.8 | 5.8 | 5.8 | 5.8 | 5.8 | 5.8 | 5.6 | 5.6 | 5.6 | 5.6 | 5.6 | 5.6 | 5.6 | 5.6 | 5.6
32 | Simultaneous exportable capacity |  | To | 6.9 | 6.9 | 6.9 | 6.9 | 6.9 | 6.9 | 6.9 | 6.9 | 6.9 | 6.9 | 6.7 | 6.7 | 6.7 | 6.7 | 6.7 | 6.7 | 6.7 | 6.7 | 6.7
| The off-peak dates are related to Sunday of each week |  |  | 2019-12-01 | 2019-12-08 | 2019-12-15 | 2019-12-22 | 2019-12-29 | 2020-01-05 | 2020-01-12 | 2020-01-19 | 2020-01-26 | 2020-02-02 | 2020-02-09 | 2020-02-16 | 2020-02-23 | 2020-03-01 | 2020-03-08 | 2020-03-15 | 2020-03-22 | 2020-03-29 | 2020-04-05
| WEEK |  |  | 48 | 49 | 50 | 51 | 52 | 1 | 2 | 3 | 4 | 5 | 6 | 7 | 8 | 9 | 10 | 11 | 12 | 13 | 14
| Time (CET for winter, but CEST for last week of winter; CEST for summer) |  |  | 5:00 | 5:00 | 5:00 | 5:00 | 5:00 | 5:00 | 5:00 | 5:00 | 5:00 | 5:00 | 5:00 | 5:00 | 5:00 | 5:00 | 5:00 | 5:00 | 5:00 | 5:00 | 5:00
PART E: ADDITIONAL INFORMATION FOR NIGHT MIN DEMAND CONDITIONS
33 | Weekly Minimum Demand (overnight valley minimum) |  |  | 6.728 | 6.9432 | 7.0527 | 6.9727 | 6.4878 | 6.8724 | 6.889 | 6.9764 | 6.9975 | 6.8595 | 6.8006 | 6.8963 | 7.1272 | 7.2367 | 6.8236 | 6.6369 | 6.8678 | 6.4556 | 5.9791
34 | Must Run Generation (excluding wind/run of river) |  |  | 5.4791 | 5.47 | 5.4714 | 5.4714 | 5.4138 | 5.3728 | 5.8883 | 5.8845 | 5.8859 | 5.8778 | 5.8081 | 5.7583 | 4.7996 | 4.8432 | 4.8518 | 4.8238 | 4.8352 | 4.8352 | 4.8352
35 | Run of river generation (Must Run) |  |  | 0.36561 | 0.36561 | 0.36561 | 0.36561 | 0.36561 | 0.36561 | 0.36561 | 0.36561 | 0.36561 | 0.36561 | 0.36561 | 0.36561 | 0.36561 | 0.36561 | 0.36561 | 0.36561 | 0.36561 | 0.36561 | 0.36561
36 | Downward balancing reserves (FCR, FRR) |  |  | 0.54 | 0.545 | 0.545 | 0.545 | 0.545 | 0.545 | 0.545 | 0.545 | 0.545 | 0.545 | 0.545 | 0.545 | 0.545 | 0.545 | 0.545 | 0.545 | 0.545 | 0.545 | 0.54
37 | Pumping Storage Capacity available (Power) |  |  | 1.1632 | 1.1632 | 1.1632 | 1.1632 | 1.1632 | 1.1632 | 1.1632 | 1.1632 | 1.1632 | 1.1632 | 1.1632 | 1.1632 | 1.1632 | 1.1632 | 1.0445 | 1.0445 | 0.92565 | 1.0445 | 1.0445
38a | Highest expected onshore wind generation running |  |  | 0.24324 | 0.24993 | 0.25416 | 0.25991 | 0.25875 | 0.25867 | 0.26003 | 0.2643 | 0.26719 | 0.2643 | 0.25843 | 0.24834 | 0.23736 | 0.23599 | 0.23951 | 0.23654 | 0.22413 | 0.21485 | 0.19714
38b | Highest expected offshore wind generation running |  |  | 0 | 0 | 0 | 0 | 0 | 0 | 0 | 0 | 0 | 0 | 0 | 0 | 0 | 0 | 0 | 0 | 0 | 0 | 0
39 | DOWNWARD REGULATION CAPABILITIES: 39 = (33+37)-(34+35+36+38a+38b)) |  |  | 1.2633 | 1.476 | 1.5798 | 1.494 | 1.0679 | 1.4936 | 0.9933 | 1.0802 | 1.0971 | 0.97002 | 0.98673 | 1.1423 | 2.3429 | 2.4102 | 1.8662 | 1.7103 | 1.8235 | 1.5394 | 1.0855
PART Ebis: ADDITIONAL INFORMATION FOR INTERCONNECTORS
Transportable capacity at night minimum demand conditions (high wind conditions)
40 | Simultaneous importable capacity |  | From | 5.8 | 5.8 | 5.8 | 5.8 | 5.8 | 5.8 | 5.8 | 5.8 | 5.8 | 5.8 | 5.6 | 5.6 | 5.6 | 5.6 | 5.6 | 5.6 | 5.6 | 5.6 | 5.6
41 | Simultaneous exportable capacity |  | To | 6.9 | 6.9 | 6.9 | 6.9 | 6.9 | 6.9 | 6.9 | 6.9 | 6.9 | 6.9 | 6.7 | 6.7 | 6.7 | 6.7 | 6.7 | 6.7 | 6.7 | 6.7 | 6.7
| Time (CET for winter, but CEST for last week of winter; CEST for summer) |  |  | 11:00 | 11:00 | 11:00 | 11:00 | 11:00 | 11:00 | 11:00 | 11:00 | 11:00 | 11:00 | 11:00 | 11:00 | 11:00 | 11:00 | 11:00 | 11:00 | 11:00 | 11:00 | 11:00
PART F: ADDITIONAL INFORMATION FOR DAYTIME MIN DEMAND CONDITIONS
42 | Weekly Minimum Daytime Demand (Sunday low peak + solar) |  |  | 8.3941 | 8.6949 | 8.7032 | 8.5762 | 8.0666 | 8.74 | 8.5744 | 8.5919 | 8.5753 | 8.4511 | 8.4254 | 8.475 | 8.7685 | 8.625 | 8.2257 | 8.2561 | 8.3536 | 7.8522 | 7.6259
43 | Must Run Generation (excluding wind/PV/run of river) |  |  | 5.3588 | 5.4693 | 5.4713 | 5.4704 | 5.4176 | 5.3766 | 5.893 | 5.8892 | 5.8908 | 5.8827 | 5.813 | 5.7632 | 4.8045 | 4.848 | 4.8567 | 4.8287 | 4.8392 | 4.8392 | 4.8392
44 | Run of river generation (Must Run) |  |  | 0.36561 | 0.36561 | 0.36561 | 0.36561 | 0.36561 | 0.36561 | 0.36561 | 0.36561 | 0.36561 | 0.36561 | 0.36561 | 0.36561 | 0.36561 | 0.36561 | 0.36561 | 0.36561 | 0.36561 | 0.36561 | 0.36561
45 | Downward balancing reserves (FCR, FRR) |  |  | 0.59 | 0.595 | 0.595 | 0.595 | 0.595 | 0.6 | 0.6 | 0.6 | 0.6 | 0.6 | 0.595 | 0.595 | 0.595 | 0.6 | 0.6 | 0.6 | 0.6 | 0.6 | 0.59
46 | Pumping Storage Capacity available (Power) |  |  | 1.1632 | 1.1632 | 1.1632 | 1.1632 | 1.1632 | 1.1632 | 1.1632 | 1.1632 | 1.1632 | 1.1632 | 1.1632 | 1.1632 | 1.1632 | 1.1632 | 1.0445 | 1.0445 | 0.92565 | 1.0445 | 1.0445
47a | Highest expected onshore wind generation running |  |  | 0.2452 | 0.24932 | 0.24927 | 0.25376 | 0.25194 | 0.25442 | 0.26096 | 0.26405 | 0.26886 | 0.26329 | 0.25517 | 0.24898 | 0.24093 | 0.24348 | 0.24899 | 0.24134 | 0.23779 | 0.22832 | 0.20562
47b | Highest expected offshore wind generation running |  |  | 0 | 0 | 0 | 0 | 0 | 0 | 0 | 0 | 0 | 0 | 0 | 0 | 0 | 0 | 0 | 0 | 0 | 0 | 0
48 | Highest expected solar PV running |  |  | 0.63648 | 0.61062 | 0.59565 | 0.58088 | 0.58057 | 0.59858 | 0.60998 | 0.64802 | 0.70787 | 0.74496 | 0.78167 | 0.84578 | 0.90767 | 0.96228 | 1.0188 | 1.0645 | 1.1079 | 1.1361 | 0.99735
49 | DOWNWARD REGULATION CAPABILITIES: 49 = (42+46)-(43+44+45+47a+47b+48a+48b) |  |  | 2.3612 | 2.5683 | 2.5896 | 2.4738 | 2.0191 | 2.7081 | 2.0081 | 1.9883 | 1.9055 | 1.7578 | 1.7782 | 1.8198 | 3.018 | 2.7689 | 2.1801 | 2.2004 | 2.1288 | 1.7274 | 1.6725
PART Fbis: ADDITIONAL INFORMATION FOR INTERCONNECTORS
Transportable capacity at daytime minimum demand conditions (high wind and high solar conditions)
50 | Simultaneous importable capacity |  | From | 6.4 | 5.8 | 5.8 | 5.8 | 5.8 | 5.8 | 5.8 | 5.8 | 5.8 | 5.8 | 5.6 | 5.6 | 5.6 | 5.6 | 5.6 | 5.6 | 5.6 | 5.6 | 5.6
51 | Simultaneous exportable capacity |  | To | 6.9 | 6.9 | 6.9 | 6.9 | 6.9 | 6.9 | 6.9 | 6.9 | 6.9 | 6.9 | 6.7 | 6.7 | 6.7 | 6.7 | 6.7 | 6.7 | 6.7 | 6.7 | 6.7

## CY
Winter Outlook Report 2019/2020
| Power Data (all entries are assumed to be >0) |  |  |  |  | CY | [6 empty] | Heating if temperature below: | no data |  |  |  | Cooling if temperature above: | 25.1
| (Net values in GW, at a synchronous time every week) |  |  |  |  | Cyprus | [6 empty] | Heating saturation temperature: | 6 |  |  |  | Cooling saturation temperature: | not detected
[13 empty] | Temperature sensitivity in heating [MW/ ͦC] | -24 |  |  |  | Temperature sensitivity in cooling [MW/ ͦC] | 58
| The peak dates are related to Wednesday of each week |  |  | 2019-11-27 | 2019-12-04 | 2019-12-11 | 2019-12-18 | 2019-12-24 | 2019-12-31 | 2020-01-08 | 2020-01-15 | 2020-01-22 | 2020-01-29 | 2020-02-05 | 2020-02-12 | 2020-02-19 | 2020-02-26 | 2020-03-04 | 2020-03-11 | 2020-03-18 | 2020-03-25 | 2020-04-01
| WEEK |  |  | 48 | 49 | 50 | 51 | 52 | 1 | 2 | 3 | 4 | 5 | 6 | 7 | 8 | 9 | 10 | 11 | 12 | 13 | 14
| Time (CET for winter, but CEST last week; CEST for summer) |  |  | 19:00 | 19:00 | 19:00 | 19:00 | 19:00 | 19:00 | 19:00 | 19:00 | 19:00 | 19:00 | 19:00 | 19:00 | 19:00 | 19:00 | 19:00 | 19:00 | 19:00 | 19:00 | 19:00
Line | PART A : INDIGENOUS NATIONAL GENERATION | Severe conditions Average Forced Outage Rate | Normal conditions Average Forced Outage Rate
Net generating capacity:
1 | Nuclear Power | 0% | 0%
2 | Fossil Fuels |  |  | 1.48 | 1.48 | 1.48 | 1.48 | 1.48 | 1.48 | 1.48 | 1.48 | 1.48 | 1.48 | 1.48 | 1.48 | 1.48 | 1.48 | 1.48 | 1.48 | 1.48 | 1.48 | 1.48
2a | of which Lignite | 0% | 0% | 0 | 0 | 0 | 0 | 0 | 0 | 0 | 0 | 0 | 0 | 0 | 0 | 0 | 0 | 0 | 0 | 0 | 0 | 0
2b | of which Hard Coal | 0% | 0% | 0 | 0 | 0 | 0 | 0 | 0 | 0 | 0 | 0 | 0 | 0 | 0 | 0 | 0 | 0 | 0 | 0 | 0 | 0
2c | of which Gas | 0% | 0% | 0 | 0 | 0 | 0 | 0 | 0 | 0 | 0 | 0 | 0 | 0 | 0 | 0 | 0 | 0 | 0 | 0 | 0 | 0
2d | of which Oil | 0% | 0% | 1.48 | 1.48 | 1.48 | 1.48 | 1.48 | 1.48 | 1.48 | 1.48 | 1.48 | 1.48 | 1.48 | 1.48 | 1.48 | 1.48 | 1.48 | 1.48 | 1.48 | 1.48 | 1.48
2e | of which Oil Shale | 0% | 0% | 0 | 0 | 0 | 0 | 0 | 0 | 0 | 0 | 0 | 0 | 0 | 0 | 0 | 0 | 0 | 0 | 0 | 0 | 0
2f | of which Fossil Peat | 0% | 0% | 0 | 0 | 0 | 0 | 0 | 0 | 0 | 0 | 0 | 0 | 0 | 0 | 0 | 0 | 0 | 0 | 0 | 0 | 0
3 | Renewable Energy Sources (other than hydro) |  |  | 0.2988 | 0.2988 | 0.2998 | 0.2998 | 0.2998 | 0.2998 | 0.2998 | 0.3008 | 0.3008 | 0.3008 | 0.3008 | 0.3008 | 0.3018 | 0.3018 | 0.3018 | 0.3018 | 0.3028 | 0.3028 | 0.3028
3a | of which onshore wind | 0% | 0% | 0.1551 | 0.1551 | 0.1551 | 0.1551 | 0.1551 | 0.1551 | 0.1551 | 0.1551 | 0.1551 | 0.1551 | 0.1551 | 0.1551 | 0.1551 | 0.1551 | 0.1551 | 0.1551 | 0.1551 | 0.1551 | 0.1551
3b | of which offshore wind | 0% | 0% | 0 | 0 | 0 | 0 | 0 | 0 | 0 | 0 | 0 | 0 | 0 | 0 | 0 | 0 | 0 | 0 | 0 | 0 | 0
3c | of which Solar (PV) | 0% | 0% | 0.134 | 0.134 | 0.135 | 0.135 | 0.135 | 0.135 | 0.135 | 0.136 | 0.136 | 0.136 | 0.136 | 0.136 | 0.137 | 0.137 | 0.137 | 0.137 | 0.138 | 0.138 | 0.138
3d | of which Biomass | 0% | 0% | 0.0097 | 0.0097 | 0.0097 | 0.0097 | 0.0097 | 0.0097 | 0.0097 | 0.0097 | 0.0097 | 0.0097 | 0.0097 | 0.0097 | 0.0097 | 0.0097 | 0.0097 | 0.0097 | 0.0097 | 0.0097 | 0.0097
3e | of which other RES (e.g. tidal, wave, geothermal, RES waste, CSP) | 0% | 0% | 0 | 0 | 0 | 0 | 0 | 0 | 0 | 0 | 0 | 0 | 0 | 0 | 0 | 0 | 0 | 0 | 0 | 0 | 0
4a | Hydro Run of River and Reservoir | 0% | 0% | 0 | 0 | 0 | 0 | 0 | 0 | 0 | 0 | 0 | 0 | 0 | 0 | 0 | 0 | 0 | 0 | 0 | 0 | 0
4b | Hydro pumping | 0% | 0% | 0 | 0 | 0 | 0 | 0 | 0 | 0 | 0 | 0 | 0 | 0 | 0 | 0 | 0 | 0 | 0 | 0 | 0 | 0
5 | Other non-RES (e.g. CHP non-renewable, waste non-renewable) | 0% | 0% | 0 | 0 | 0 | 0 | 0 | 0 | 0 | 0 | 0 | 0 | 0 | 0 | 0 | 0 | 0 | 0 | 0 | 0 | 0
6 | Total Net generating capacity (6 = 1+2+3+4a+4b+5) |  |  | 1.7788 | 1.7788 | 1.7798 | 1.7798 | 1.7798 | 1.7798 | 1.7798 | 1.7808 | 1.7808 | 1.7808 | 1.7808 | 1.7808 | 1.7818 | 1.7818 | 1.7818 | 1.7818 | 1.7828 | 1.7828 | 1.7828
7 | Maintenance & Overhauls (planned outages) |  |  | 0.2625 | 0.2625 | 0.19 | 0.19 | 0.06 | 0.06 | 0.13 | 0.13 | 0.13 | 0.13 | 0.26 | 0.26 | 0.26 | 0.26 | 0.26 | 0.26 | 0.315 | 0.315 | 0.315
7a | Nuclear Power
7b | Lignite
7c | Hard Coal
7d | Gas
7e | Oil |  |  | 0.2625 | 0.2625 | 0.19 | 0.19 | 0.06 | 0.06 | 0.13 | 0.13 | 0.13 | 0.13 | 0.26 | 0.26 | 0.26 | 0.26 | 0.26 | 0.26 | 0.315 | 0.315 | 0.315
7f | Oil Shale
7g | Fossil Peat
7h | Onshore Wind
7i | Offshore Wind
7j | Solar (PV)
7k | Biomass
7l | other RES (apart from hydro, including tidal, wave, geothermal, waste renewable, CSP,…)
7m | Hydro Run of River and Reservoir
7n | Hydro pumping
7o | Other non-RES (incl. not clearly identifiable energy sources)
PART B : DATA FOR NORMAL CONDITIONS
8 | Non-usable capacity at reference point (all power stations including mothballed, authorization & technical & legal constraints, energy source unavailability etc. ) |  |  | 0.27693 | 0.27603 | 0.2766 | 0.27515 | 0.27493 | 0.27431 | 0.27302 | 0.27406 | 0.27286 | 0.27286 | 0.27223 | 0.27384 | 0.27577 | 0.27541 | 0.27546 | 0.27594 | 0.27785 | 0.27848 | 0.27896
8a | of which nuclear
8b | of which Lignite
8c | of which Hard Coal
8d | of which Gas
8e | of which Oil
8f | of which Oil Shale
8g | of which Fossil Peat
8h | of which onshore wind |  |  | 0.14293 | 0.14203 | 0.1416 | 0.14015 | 0.13993 | 0.13931 | 0.13802 | 0.13806 | 0.13686 | 0.13686 | 0.13623 | 0.13784 | 0.13877 | 0.13841 | 0.13846 | 0.13894 | 0.13985 | 0.14048 | 0.14097
8i | of which offshore wind |  |  | 0 | 0 | 0 | 0 | 0 | 0 | 0 | 0 | 0 | 0 | 0 | 0 | 0 | 0 | 0 | 0 | 0 | 0 | 0
8j | of which Solar |  |  | 0.134 | 0.134 | 0.135 | 0.135 | 0.135 | 0.135 | 0.135 | 0.136 | 0.136 | 0.136 | 0.136 | 0.136 | 0.137 | 0.137 | 0.137 | 0.137 | 0.138 | 0.138 | 0.13799
8k | of which Biomass
8l | of which other RES (apart from hydro)
8m | Hydro Run of River and Reservoir
8n | Hydro pumping
8o | of which other non-RES (incl. not clearly identifiable energy sources)
9 | Available capacity (9 = 6 - (7 + 8)) |  |  | 1.2394 | 1.2403 | 1.3132 | 1.3147 | 1.4449 | 1.4455 | 1.3768 | 1.3767 | 1.3779 | 1.3779 | 1.2486 | 1.247 | 1.246 | 1.2464 | 1.2463 | 1.2459 | 1.19 | 1.1893 | 1.1888
10 | Outages: average expected value (all power stations) |  |  | 0 | 0 | 0 | 0 | 0 | 0 | 0 | 0 | 0 | 0 | 0 | 0 | 0 | 0 | 0 | 0 | 0 | 0 | 0
11 | System services reserve (one hour ahead of real time) |  |  | 0.04 | 0.04 | 0.04 | 0.04 | 0.04 | 0.04 | 0.04 | 0.04 | 0.04 | 0.04 | 0.04 | 0.04 | 0.04 | 0.04 | 0.04 | 0.04 | 0.04 | 0.04 | 0.04
12 | Reliably available capacity (12 = 9 - (10 + 11)) |  |  | 1.1994 | 1.2003 | 1.2732 | 1.2747 | 1.4049 | 1.4055 | 1.3368 | 1.3367 | 1.3379 | 1.3379 | 1.2086 | 1.207 | 1.206 | 1.2064 | 1.2063 | 1.2059 | 1.15 | 1.1493 | 1.1488
13 | Demand at reference point in time |  |  | 0.72185 | 0.75965 | 0.78999 | 0.80512 | 0.81475 | 0.86432 | 0.86432 | 0.87118 | 0.87804 | 0.87251 | 0.87251 | 0.86154 | 0.83932 | 0.8171 | 0.78644 | 0.75578 | 0.73836 | 0.71995 | 0.70153
13b | Population average daily (24h) temperature (degrees Celsius) |  |  | 18.6 | 18.5 | 17.5 | 16.4 | 15.8 | 15.2 | 15.5 | 15.2 | 14.7 | 15.7 | 15.9 | 16 | 18.9 | 18.3 | 19.5 | 20.1 | 21.2 | 21.7 | 22.9
14a | Load reduction / demand side response available at reference point in time |  |  | 0 | 0 | 0 | 0 | 0 | 0 | 0 | 0 | 0 | 0 | 0 | 0 | 0 | 0 | 0 | 0 | 0 | 0 | 0
14b | Strategic reserves available at reference point in time |  |  | 0 | 0 | 0 | 0 | 0 | 0 | 0 | 0 | 0 | 0 | 0 | 0 | 0 | 0 | 0 | 0 | 0 | 0 | 0
15 | Net weekly load at reference point in time (15 = 13-14a) |  |  | 0.72185 | 0.75965 | 0.78999 | 0.80512 | 0.81475 | 0.86432 | 0.86432 | 0.87118 | 0.87804 | 0.87251 | 0.87251 | 0.86154 | 0.83932 | 0.8171 | 0.78644 | 0.75578 | 0.73836 | 0.71995 | 0.70153
16 | Remaining capacity at reference point in time (16 = 12- 15) |  |  | 0.47752 | 0.44062 | 0.48321 | 0.46953 | 0.59012 | 0.54117 | 0.47246 | 0.46556 | 0.4599 | 0.46542 | 0.33606 | 0.34543 | 0.36671 | 0.38928 | 0.4199 | 0.45008 | 0.41159 | 0.42938 | 0.44731
B1 | Weekly peak load (unrestricted reference point in time) |  |  | 0.75984 | 0.79963 | 0.83157 | 0.8475 | 0.85763 | 0.90981 | 0.90981 | 0.91704 | 0.92426 | 0.91844 | 0.91844 | 0.90688 | 0.88349 | 0.86011 | 0.82784 | 0.79556 | 0.77722 | 0.75784 | 0.73846
B2 | Daily hour of expected weekly peak load (CET for winter, but CEST for last week; CEST for summer) |  |  | 18:00 | 18:00 | 18:00 | 18:00 | 18:00 | 17:00 | 17:00 | 17:00 | 17:00 | 17:00 | 17:00 | 18:00 | 18:00 | 18:00 | 18:00 | 18:00 | 18:00 | 18:00 | 19:00
PART C : DATA FOR SEVERE CONDITIONS
17 | Non-usable capacity at reference point (all power stations including mothballed, authorization & technical & legal constraints, energy source unavailability etc. ) |  |  | 0.2891 | 0.2891 | 0.2901 | 0.2901 | 0.2901 | 0.2901 | 0.2901 | 0.2911 | 0.2911 | 0.2911 | 0.2911 | 0.2911 | 0.2921 | 0.2921 | 0.2921 | 0.2921 | 0.2931 | 0.2931 | 0.2931
17a | of which nuclear
17b | of which Lignite
17c | of which Hard Coal
17d | of which Gas
17e | of which Oil
17f | of which Oil Shale
17g | of which Fossil Peat
17h | of which onshore wind |  |  | 0.1551 | 0.1551 | 0.1551 | 0.1551 | 0.1551 | 0.1551 | 0.1551 | 0.1551 | 0.1551 | 0.1551 | 0.1551 | 0.1551 | 0.1551 | 0.1551 | 0.1551 | 0.1551 | 0.1551 | 0.1551 | 0.1551
17i | of which offshore wind |  |  | 0 | 0 | 0 | 0 | 0 | 0 | 0 | 0 | 0 | 0 | 0 | 0 | 0 | 0 | 0 | 0 | 0 | 0 | 0
17j | of which Solar |  |  | 0.134 | 0.134 | 0.135 | 0.135 | 0.135 | 0.135 | 0.135 | 0.136 | 0.136 | 0.136 | 0.136 | 0.136 | 0.137 | 0.137 | 0.137 | 0.137 | 0.138 | 0.138 | 0.138
17k | of which Biomass
17l | of which other RES (apart from hydro)
17m | Hydro Run of River and Reservoir
17n | Hydro pumping
17o | of which other non-RES (incl. not clearly identifiable energy sources)
18 | Available capacity (18 = 6 - (7 + 17)) |  |  | 1.2272 | 1.2272 | 1.2997 | 1.2997 | 1.4297 | 1.4297 | 1.3597 | 1.3597 | 1.3597 | 1.3597 | 1.2297 | 1.2297 | 1.2297 | 1.2297 | 1.2297 | 1.2297 | 1.1747 | 1.1747 | 1.1747
19 | Outages: average expected value (all power stations) under SEVERE conditions |  |  | 0 | 0 | 0 | 0 | 0 | 0 | 0 | 0 | 0 | 0 | 0 | 0 | 0 | 0 | 0 | 0 | 0 | 0 | 0
20 | System services reserve (one hour ahead of real time) under SEVERE conditions |  |  | 0.04 | 0.04 | 0.04 | 0.04 | 0.04 | 0.04 | 0.04 | 0.04 | 0.04 | 0.04 | 0.04 | 0.04 | 0.04 | 0.04 | 0.04 | 0.04 | 0.04 | 0.04 | 0.04
21 | Reliably available capacity under SEVERE conditions (21 = 18 - (19 + 20)) |  |  | 1.1872 | 1.1872 | 1.2597 | 1.2597 | 1.3897 | 1.3897 | 1.3197 | 1.3197 | 1.3197 | 1.3197 | 1.1897 | 1.1897 | 1.1897 | 1.1897 | 1.1897 | 1.1897 | 1.1347 | 1.1347 | 1.1347
22 | Demand at reference point in time under SEVERE conditions (one in 20 year) |  |  | 0.7474 | 0.78654 | 0.81796 | 0.83362 | 0.84359 | 0.89757 | 0.89757 | 0.90469 | 0.91182 | 0.90607 | 0.90607 | 0.89467 | 0.8716 | 0.84853 | 0.81669 | 0.78485 | 0.76676 | 0.74764 | 0.72852
23a | Load reduction / demand side response available at reference point in time under SEVERE conditions |  |  | 0 | 0 | 0 | 0 | 0 | 0 | 0 | 0 | 0 | 0 | 0 | 0 | 0 | 0 | 0 | 0 | 0 | 0 | 0
23b | Strategic reserves available at reference point in time under SEVERE conditions |  |  | 0 | 0 | 0 | 0 | 0 | 0 | 0 | 0 | 0 | 0 | 0 | 0 | 0 | 0 | 0 | 0 | 0 | 0 | 0
24 | Net weekly peak load for SEVERE conditions (24 = 22-23a) |  |  | 0.7474 | 0.78654 | 0.81796 | 0.83362 | 0.84359 | 0.89757 | 0.89757 | 0.90469 | 0.91182 | 0.90607 | 0.90607 | 0.89467 | 0.8716 | 0.84853 | 0.81669 | 0.78485 | 0.76676 | 0.74764 | 0.72852
25 | Remaining capacity for SEVERE conditions (25 = 21-24) |  |  | 0.4398 | 0.40066 | 0.44174 | 0.42608 | 0.54611 | 0.49213 | 0.42213 | 0.41501 | 0.40788 | 0.41363 | 0.28363 | 0.29503 | 0.3181 | 0.34117 | 0.37301 | 0.40485 | 0.36794 | 0.38706 | 0.40618
C1 | Weekly peak load under SEVERE conditions (unrestricted reference point in time) |  |  | 0.78674 | 0.82794 | 0.86101 | 0.8775 | 0.88799 | 0.94481 | 0.94481 | 0.95231 | 0.95981 | 0.95376 | 0.95376 | 0.94176 | 0.91748 | 0.89319 | 0.85967 | 0.82616 | 0.80711 | 0.78699 | 0.76686
C2 | Daily hour of expected weekly peak load (CET for winter, but CEST for last week; CEST for summer) |  |  | 18:00 | 18:00 | 18:00 | 18:00 | 18:00 | 17:00 | 17:00 | 17:00 | 17:00 | 17:00 | 17:00 | 18:00 | 18:00 | 18:00 | 18:00 | 18:00 | 18:00 | 18:00 | 19:00
PART D: ADDITIONAL INFORMATION FOR INTERCONNECTORS (at synchronous peak)
31 | Simultaneous importable capacity |  | From | 0 | 0 | 0 | 0 | 0 | 0 | 0 | 0 | 0 | 0 | 0 | 0 | 0 | 0 | 0 | 0 | 0 | 0 | 0
32 | Simultaneous exportable capacity |  | To | 0 | 0 | 0 | 0 | 0 | 0 | 0 | 0 | 0 | 0 | 0 | 0 | 0 | 0 | 0 | 0 | 0 | 0 | 0
| The off-peak dates are related to Sunday of each week |  |  | 2019-12-01 | 2019-12-08 | 2019-12-15 | 2019-12-22 | 2019-12-29 | 2020-01-05 | 2020-01-12 | 2020-01-19 | 2020-01-26 | 2020-02-02 | 2020-02-09 | 2020-02-16 | 2020-02-23 | 2020-03-01 | 2020-03-08 | 2020-03-15 | 2020-03-22 | 2020-03-29 | 2020-04-05
| WEEK |  |  | 48 | 49 | 50 | 51 | 52 | 1 | 2 | 3 | 4 | 5 | 6 | 7 | 8 | 9 | 10 | 11 | 12 | 13 | 14
| Time (CET for winter, but CEST for last week of winter; CEST for summer) |  |  | 5:00 | 5:00 | 5:00 | 5:00 | 5:00 | 5:00 | 5:00 | 5:00 | 5:00 | 5:00 | 5:00 | 5:00 | 5:00 | 5:00 | 5:00 | 5:00 | 5:00 | 5:00 | 5:00
PART E: ADDITIONAL INFORMATION FOR NIGHT MIN DEMAND CONDITIONS
33 | Weekly Minimum Demand (overnight valley minimum) |  |  | 0.41 | 0.41 | 0.41 | 0.41 | 0.41 | 0.41 | 0.41 | 0.41 | 0.41 | 0.41 | 0.41 | 0.41 | 0.41 | 0.41 | 0.41 | 0.41 | 0.41 | 0.41 | 0.41
34 | Must Run Generation (excluding wind/run of river) |  |  | 0.2 | 0.2 | 0.2 | 0.2 | 0.2 | 0.2 | 0.2 | 0.2 | 0.2 | 0.2 | 0.2 | 0.2 | 0.2 | 0.2 | 0.2 | 0.2 | 0.2 | 0.2 | 0.2
35 | Run of river generation (Must Run)
36 | Downward balancing reserves (FCR, FRR)
37 | Pumping Storage Capacity available (Power)
38a | Highest expected onshore wind generation running |  |  | 0.14106 | 0.14056 | 0.14091 | 0.14064 | 0.1404 | 0.14055 | 0.14078 | 0.14095 | 0.14201 | 0.14181 | 0.14282 | 0.1419 | 0.14008 | 0.1397 | 0.13802 | 0.1367 | 0.13511 | 0.13186 | 0.12665
38b | Highest expected offshore wind generation running |  |  | 0 | 0 | 0 | 0 | 0 | 0 | 0 | 0 | 0 | 0 | 0 | 0 | 0 | 0 | 0 | 0 | 0 | 0 | 0
39 | DOWNWARD REGULATION CAPABILITIES: 39 = (33+37)-(34+35+36+38a+38b)) |  |  | 0.068936 | 0.069444 | 0.069086 | 0.06936 | 0.069599 | 0.069446 | 0.069219 | 0.069054 | 0.067987 | 0.068193 | 0.067177 | 0.068102 | 0.06992 | 0.070298 | 0.071984 | 0.073304 | 0.074885 | 0.078142 | 0.083354
PART Ebis: ADDITIONAL INFORMATION FOR INTERCONNECTORS
Transportable capacity at night minimum demand conditions (high wind conditions)
40 | Simultaneous importable capacity |  | From | 0 | 0 | 0 | 0 | 0 | 0 | 0 | 0 | 0 | 0 | 0 | 0 | 0 | 0 | 0 | 0 | 0 | 0 | 0
41 | Simultaneous exportable capacity |  | To | 0 | 0 | 0 | 0 | 0 | 0 | 0 | 0 | 0 | 0 | 0 | 0 | 0 | 0 | 0 | 0 | 0 | 0 | 0
| Time (CET for winter, but CEST for last week of winter; CEST for summer) |  |  | 11:00 | 11:00 | 11:00 | 11:00 | 11:00 | 11:00 | 11:00 | 11:00 | 11:00 | 11:00 | 11:00 | 11:00 | 11:00 | 11:00 | 11:00 | 11:00 | 11:00 | 11:00 | 11:00
PART F: ADDITIONAL INFORMATION FOR DAYTIME MIN DEMAND CONDITIONS
42 | Weekly Minimum Daytime Demand (Sunday low peak + solar) |  |  | 0.46 | 0.46 | 0.46 | 0.46 | 0.46 | 0.46 | 0.46 | 0.46 | 0.46 | 0.46 | 0.46 | 0.46 | 0.46 | 0.46 | 0.46 | 0.46 | 0.46 | 0.46 | 0.46
43 | Must Run Generation (excluding wind/PV/run of river) |  |  | 0.2 | 0.2 | 0.2 | 0.2 | 0.2 | 0.2 | 0.2 | 0.2 | 0.2 | 0.2 | 0.2 | 0.2 | 0.2 | 0.2 | 0.2 | 0.2 | 0.2 | 0.2 | 0.2
44 | Run of river generation (Must Run)
45 | Downward balancing reserves (FCR, FRR)
46 | Pumping Storage Capacity available (Power)
47a | Highest expected onshore wind generation running |  |  | 0.1391 | 0.13789 | 0.13874 | 0.13864 | 0.13793 | 0.1385 | 0.13724 | 0.13787 | 0.13872 | 0.13923 | 0.14037 | 0.13994 | 0.13745 | 0.13551 | 0.13522 | 0.13402 | 0.12419 | 0.11721 | 0.10796
47b | Highest expected offshore wind generation running |  |  | 0 | 0 | 0 | 0 | 0 | 0 | 0 | 0 | 0 | 0 | 0 | 0 | 0 | 0 | 0 | 0 | 0 | 0 | 0
48 | Highest expected solar PV running |  |  | 0.086753 | 0.084665 | 0.084247 | 0.084606 | 0.087282 | 0.090822 | 0.092041 | 0.094389 | 0.096185 | 0.096832 | 0.098862 | 0.10079 | 0.10357 | 0.10499 | 0.10635 | 0.10693 | 0.10798 | 0.10806 | 0.10116
49 | DOWNWARD REGULATION CAPABILITIES: 49 = (42+46)-(43+44+45+47a+47b+48a+48b) |  |  | 0.03415 | 0.037442 | 0.037016 | 0.036751 | 0.034791 | 0.030677 | 0.030717 | 0.027737 | 0.025091 | 0.023939 | 0.020773 | 0.01927 | 0.018982 | 0.019498 | 0.018428 | 0.019054 | 0.027834 | 0.034734 | 0.050888
PART Fbis: ADDITIONAL INFORMATION FOR INTERCONNECTORS
Transportable capacity at daytime minimum demand conditions (high wind and high solar conditions)
50 | Simultaneous importable capacity |  | From | 0 | 0 | 0 | 0 | 0 | 0 | 0 | 0 | 0 | 0 | 0 | 0 | 0 | 0 | 0 | 0 | 0 | 0 | 0
51 | Simultaneous exportable capacity |  | To | 0 | 0 | 0 | 0 | 0 | 0 | 0 | 0 | 0 | 0 | 0 | 0 | 0 | 0 | 0 | 0 | 0 | 0 | 0

## CH
Winter Outlook Report 2019/2020
| Power Data (all entries are assumed to be >0) |  |  |  |  | CH | [6 empty] | Heating if temperature below: | 18.9 |  |  |  | Cooling if temperature above: | 23.8559
| (Net values in GW, at a synchronous time every week) |  |  |  |  | Switzerland | [6 empty] | Heating saturation temperature: | -17 |  |  |  | Cooling saturation temperature: | not detected
[13 empty] | Temperature sensitivity in heating [MW/ ͦC] | -97 |  |  |  | Temperature sensitivity in cooling [MW/ ͦC] | 85.9674
| The peak dates are related to Wednesday of each week |  |  | 2019-11-27 | 2019-12-04 | 2019-12-11 | 2019-12-18 | 2019-12-24 | 2019-12-31 | 2020-01-08 | 2020-01-15 | 2020-01-22 | 2020-01-29 | 2020-02-05 | 2020-02-12 | 2020-02-19 | 2020-02-26 | 2020-03-04 | 2020-03-11 | 2020-03-18 | 2020-03-25 | 2020-04-01
| WEEK |  |  | 48 | 49 | 50 | 51 | 52 | 1 | 2 | 3 | 4 | 5 | 6 | 7 | 8 | 9 | 10 | 11 | 12 | 13 | 14
| Time (CET for winter, but CEST last week; CEST for summer) |  |  | 19:00 | 19:00 | 19:00 | 19:00 | 19:00 | 19:00 | 19:00 | 19:00 | 19:00 | 19:00 | 19:00 | 19:00 | 19:00 | 19:00 | 19:00 | 19:00 | 19:00 | 19:00 | 19:00
Line | PART A : INDIGENOUS NATIONAL GENERATION | Severe conditions Average Forced Outage Rate | Normal conditions Average Forced Outage Rate
Net generating capacity:
1 | Nuclear Power | 5% | 5% | 3.3 | 3.3 | 3.3 | 3.3 | 3.3 | 3.3 | 3.3 | 3.3 | 3.3 | 3.3 | 3.3 | 3.3 | 3.3 | 3.3 | 3.3 | 3.3 | 3.3 | 3.3 | 3.3
2 | Fossil Fuels |  |  | 0.08 | 0.08 | 0.08 | 0.08 | 0.08 | 0.08 | 0.08 | 0.08 | 0.08 | 0.08 | 0.08 | 0.08 | 0.08 | 0.08 | 0.08 | 0.08 | 0.08 | 0.08 | 0.08
2a | of which Lignite | 9% | 9% | 0 | 0 | 0 | 0 | 0 | 0 | 0 | 0 | 0 | 0 | 0 | 0 | 0 | 0 | 0 | 0 | 0 | 0 | 0
2b | of which Hard Coal | 9% | 9% | 0 | 0 | 0 | 0 | 0 | 0 | 0 | 0 | 0 | 0 | 0 | 0 | 0 | 0 | 0 | 0 | 0 | 0 | 0
2c | of which Gas | 7% | 7% | 0 | 0 | 0 | 0 | 0 | 0 | 0 | 0 | 0 | 0 | 0 | 0 | 0 | 0 | 0 | 0 | 0 | 0 | 0
2d | of which Oil | 9% | 9% | 0.08 | 0.08 | 0.08 | 0.08 | 0.08 | 0.08 | 0.08 | 0.08 | 0.08 | 0.08 | 0.08 | 0.08 | 0.08 | 0.08 | 0.08 | 0.08 | 0.08 | 0.08 | 0.08
2e | of which Oil Shale | 8.75% | 8.75% | 0 | 0 | 0 | 0 | 0 | 0 | 0 | 0 | 0 | 0 | 0 | 0 | 0 | 0 | 0 | 0 | 0 | 0 | 0
2f | of which Fossil Peat | 8.75% | 8.75% | 0 | 0 | 0 | 0 | 0 | 0 | 0 | 0 | 0 | 0 | 0 | 0 | 0 | 0 | 0 | 0 | 0 | 0 | 0
3 | Renewable Energy Sources (other than hydro) |  |  | 3.237 | 3.237 | 3.237 | 3.237 | 3.237 | 3.237 | 3.237 | 3.237 | 3.237 | 3.237 | 3.237 | 3.237 | 3.237 | 3.237 | 3.237 | 3.237 | 3.237 | 3.237 | 3.237
3a | of which onshore wind | 0% | 0% | 0.12 | 0.12 | 0.12 | 0.12 | 0.12 | 0.12 | 0.12 | 0.12 | 0.12 | 0.12 | 0.12 | 0.12 | 0.12 | 0.12 | 0.12 | 0.12 | 0.12 | 0.12 | 0.12
3b | of which offshore wind | 0% | 0% | 0 | 0 | 0 | 0 | 0 | 0 | 0 | 0 | 0 | 0 | 0 | 0 | 0 | 0 | 0 | 0 | 0 | 0 | 0
3c | of which Solar (PV) | 0% | 0% | 2.5 | 2.5 | 2.5 | 2.5 | 2.5 | 2.5 | 2.5 | 2.5 | 2.5 | 2.5 | 2.5 | 2.5 | 2.5 | 2.5 | 2.5 | 2.5 | 2.5 | 2.5 | 2.5
3d | of which Biomass | 0% | 0% | 0.2 | 0.2 | 0.2 | 0.2 | 0.2 | 0.2 | 0.2 | 0.2 | 0.2 | 0.2 | 0.2 | 0.2 | 0.2 | 0.2 | 0.2 | 0.2 | 0.2 | 0.2 | 0.2
3e | of which other RES (e.g. tidal, wave, geothermal, RES waste, CSP) | 0% | 0% | 0.417 | 0.417 | 0.417 | 0.417 | 0.417 | 0.417 | 0.417 | 0.417 | 0.417 | 0.417 | 0.417 | 0.417 | 0.417 | 0.417 | 0.417 | 0.417 | 0.417 | 0.417 | 0.417
4a | Hydro Run of River and Reservoir | 0% | 0% | 12.27 | 12.27 | 12.27 | 12.27 | 12.27 | 12.27 | 12.27 | 12.27 | 12.27 | 12.27 | 12.27 | 12.27 | 12.27 | 12.27 | 12.27 | 12.27 | 12.27 | 12.27 | 12.27
4b | Hydro pumping | 0% | 0% | 3.99 | 3.99 | 3.99 | 3.99 | 3.99 | 3.99 | 3.99 | 3.99 | 3.99 | 3.99 | 3.99 | 3.99 | 3.99 | 3.99 | 3.99 | 3.99 | 3.99 | 3.99 | 3.99
5 | Other non-RES (e.g. CHP non-renewable, waste non-renewable) | 0% | 0% | 0.69 | 0.69 | 0.69 | 0.69 | 0.69 | 0.69 | 0.69 | 0.69 | 0.69 | 0.69 | 0.69 | 0.69 | 0.69 | 0.69 | 0.69 | 0.69 | 0.69 | 0.69 | 0.69
6 | Total Net generating capacity (6 = 1+2+3+4a+4b+5) |  |  | 23.567 | 23.567 | 23.567 | 23.567 | 23.567 | 23.567 | 23.567 | 23.567 | 23.567 | 23.567 | 23.567 | 23.567 | 23.567 | 23.567 | 23.567 | 23.567 | 23.567 | 23.567 | 23.567
7 | Maintenance & Overhauls (planned outages) |  |  | 0 | 0 | 0 | 0 | 0 | 0 | 0 | 0 | 0 | 0 | 0 | 0 | 0 | 0 | 0 | 0 | 0 | 0 | 0
7a | Nuclear Power |  |  | 0 | 0 | 0 | 0 | 0 | 0 | 0 | 0 | 0 | 0 | 0 | 0 | 0 | 0 | 0 | 0 | 0 | 0 | 0
7b | Lignite |  |  | 0 | 0 | 0 | 0 | 0 | 0 | 0 | 0 | 0 | 0 | 0 | 0 | 0 | 0 | 0 | 0 | 0 | 0 | 0
7c | Hard Coal |  |  | 0 | 0 | 0 | 0 | 0 | 0 | 0 | 0 | 0 | 0 | 0 | 0 | 0 | 0 | 0 | 0 | 0 | 0 | 0
7d | Gas |  |  | 0 | 0 | 0 | 0 | 0 | 0 | 0 | 0 | 0 | 0 | 0 | 0 | 0 | 0 | 0 | 0 | 0 | 0 | 0
7e | Oil |  |  | 0 | 0 | 0 | 0 | 0 | 0 | 0 | 0 | 0 | 0 | 0 | 0 | 0 | 0 | 0 | 0 | 0 | 0 | 0
7f | Oil Shale |  |  | 0 | 0 | 0 | 0 | 0 | 0 | 0 | 0 | 0 | 0 | 0 | 0 | 0 | 0 | 0 | 0 | 0 | 0 | 0
7g | Fossil Peat |  |  | 0 | 0 | 0 | 0 | 0 | 0 | 0 | 0 | 0 | 0 | 0 | 0 | 0 | 0 | 0 | 0 | 0 | 0 | 0
7h | Onshore Wind |  |  | 0 | 0 | 0 | 0 | 0 | 0 | 0 | 0 | 0 | 0 | 0 | 0 | 0 | 0 | 0 | 0 | 0 | 0 | 0
7i | Offshore Wind |  |  | 0 | 0 | 0 | 0 | 0 | 0 | 0 | 0 | 0 | 0 | 0 | 0 | 0 | 0 | 0 | 0 | 0 | 0 | 0
7j | Solar (PV) |  |  | 0 | 0 | 0 | 0 | 0 | 0 | 0 | 0 | 0 | 0 | 0 | 0 | 0 | 0 | 0 | 0 | 0 | 0 | 0
7k | Biomass |  |  | 0 | 0 | 0 | 0 | 0 | 0 | 0 | 0 | 0 | 0 | 0 | 0 | 0 | 0 | 0 | 0 | 0 | 0 | 0
7l | other RES (apart from hydro, including tidal, wave, geothermal, waste renewable, CSP,…) |  |  | 0 | 0 | 0 | 0 | 0 | 0 | 0 | 0 | 0 | 0 | 0 | 0 | 0 | 0 | 0 | 0 | 0 | 0 | 0
7m | Hydro Run of River and Reservoir |  |  | 0 | 0 | 0 | 0 | 0 | 0 | 0 | 0 | 0 | 0 | 0 | 0 | 0 | 0 | 0 | 0 | 0 | 0 | 0
7n | Hydro pumping |  |  | 0 | 0 | 0 | 0 | 0 | 0 | 0 | 0 | 0 | 0 | 0 | 0 | 0 | 0 | 0 | 0 | 0 | 0 | 0
7o | Other non-RES (incl. not clearly identifiable energy sources) |  |  | 0 | 0 | 0 | 0 | 0 | 0 | 0 | 0 | 0 | 0 | 0 | 0 | 0 | 0 | 0 | 0 | 0 | 0 | 0
PART B : DATA FOR NORMAL CONDITIONS
8 | Non-usable capacity at reference point (all power stations including mothballed, authorization & technical & legal constraints, energy source unavailability etc. ) |  |  | 9.1393 | 9.1367 | 9.1348 | 9.1335 | 9.1326 | 9.1355 | 9.1366 | 9.1371 | 9.136 | 9.1349 | 9.1365 | 9.1368 | 9.1397 | 9.1415 | 9.1392 | 9.1351 | 9.129 | 9.1194 | 8.9122
8a | of which nuclear |  |  | 0.17 | 0.17 | 0.17 | 0.17 | 0.17 | 0.17 | 0.17 | 0.17 | 0.17 | 0.17 | 0.17 | 0.17 | 0.17 | 0.17 | 0.17 | 0.17 | 0.17 | 0.17 | 0.17
8b | of which Lignite |  |  | 0 | 0 | 0 | 0 | 0 | 0 | 0 | 0 | 0 | 0 | 0 | 0 | 0 | 0 | 0 | 0 | 0 | 0 | 0
8c | of which Hard Coal |  |  | 0 | 0 | 0 | 0 | 0 | 0 | 0 | 0 | 0 | 0 | 0 | 0 | 0 | 0 | 0 | 0 | 0 | 0 | 0
8d | of which Gas |  |  | 0 | 0 | 0 | 0 | 0 | 0 | 0 | 0 | 0 | 0 | 0 | 0 | 0 | 0 | 0 | 0 | 0 | 0 | 0
8e | of which Oil |  |  | 0 | 0 | 0 | 0 | 0 | 0 | 0 | 0 | 0 | 0 | 0 | 0 | 0 | 0 | 0 | 0 | 0 | 0 | 0
8f | of which Oil Shale |  |  | 0 | 0 | 0 | 0 | 0 | 0 | 0 | 0 | 0 | 0 | 0 | 0 | 0 | 0 | 0 | 0 | 0 | 0 | 0
8g | of which Fossil Peat |  |  | 0 | 0 | 0 | 0 | 0 | 0 | 0 | 0 | 0 | 0 | 0 | 0 | 0 | 0 | 0 | 0 | 0 | 0 | 0
8h | of which onshore wind |  |  | 0.099272 | 0.096739 | 0.094846 | 0.093538 | 0.092647 | 0.095486 | 0.096578 | 0.097117 | 0.096016 | 0.094853 | 0.096532 | 0.096779 | 0.099727 | 0.10162 | 0.10135 | 0.10169 | 0.10275 | 0.10296 | 0.10614
8i | of which offshore wind |  |  | 0 | 0 | 0 | 0 | 0 | 0 | 0 | 0 | 0 | 0 | 0 | 0 | 0 | 0 | 0 | 0 | 0 | 0 | 0
8j | of which Solar |  |  | 2.5 | 2.5 | 2.5 | 2.5 | 2.5 | 2.5 | 2.5 | 2.5 | 2.5 | 2.5 | 2.5 | 2.5 | 2.5 | 2.4998 | 2.4979 | 2.4934 | 2.4863 | 2.4764 | 2.2661
8k | of which Biomass |  |  | 0.2 | 0.2 | 0.2 | 0.2 | 0.2 | 0.2 | 0.2 | 0.2 | 0.2 | 0.2 | 0.2 | 0.2 | 0.2 | 0.2 | 0.2 | 0.2 | 0.2 | 0.2 | 0.2
8l | of which other RES (apart from hydro) |  |  | 0 | 0 | 0 | 0 | 0 | 0 | 0 | 0 | 0 | 0 | 0 | 0 | 0 | 0 | 0 | 0 | 0 | 0 | 0
8m | Hydro Run of River and Reservoir |  |  | 4.71 | 4.71 | 4.71 | 4.71 | 4.71 | 4.71 | 4.71 | 4.71 | 4.71 | 4.71 | 4.71 | 4.71 | 4.71 | 4.71 | 4.71 | 4.71 | 4.71 | 4.71 | 4.71
8n | Hydro pumping |  |  | 0.8 | 0.8 | 0.8 | 0.8 | 0.8 | 0.8 | 0.8 | 0.8 | 0.8 | 0.8 | 0.8 | 0.8 | 0.8 | 0.8 | 0.8 | 0.8 | 0.8 | 0.8 | 0.8
8o | of which other non-RES (incl. not clearly identifiable energy sources) |  |  | 0.66 | 0.66 | 0.66 | 0.66 | 0.66 | 0.66 | 0.66 | 0.66 | 0.66 | 0.66 | 0.66 | 0.66 | 0.66 | 0.66 | 0.66 | 0.66 | 0.66 | 0.66 | 0.66
9 | Available capacity (9 = 6 - (7 + 8)) |  |  | 14.4277 | 14.4303 | 14.4322 | 14.4335 | 14.4344 | 14.4315 | 14.4304 | 14.4299 | 14.431 | 14.4321 | 14.4305 | 14.4302 | 14.4273 | 14.4255 | 14.4278 | 14.4319 | 14.438 | 14.4476 | 14.6548
10 | Outages: average expected value (all power stations) |  |  | 0.1637 | 0.1637 | 0.1637 | 0.1637 | 0.1637 | 0.1637 | 0.1637 | 0.1637 | 0.1637 | 0.1637 | 0.1637 | 0.1637 | 0.1637 | 0.1637 | 0.1637 | 0.1637 | 0.1637 | 0.1637 | 0.1637
11 | System services reserve (one hour ahead of real time) |  |  | 0.93 | 0.93 | 0.93 | 0.93 | 0.93 | 0.93 | 0.93 | 0.93 | 0.93 | 0.93 | 0.93 | 0.93 | 0.93 | 0.93 | 0.93 | 0.93 | 0.93 | 0.93 | 0.93
12 | Reliably available capacity (12 = 9 - (10 + 11)) |  |  | 13.334 | 13.3366 | 13.3385 | 13.3398 | 13.3407 | 13.3378 | 13.3367 | 13.3362 | 13.3373 | 13.3384 | 13.3368 | 13.3365 | 13.3336 | 13.3318 | 13.3341 | 13.3382 | 13.3443 | 13.3539 | 13.5611
13 | Demand at reference point in time |  |  | 9.6696 | 9.3883 | 10.1939 | 9.768 | 8.0028 | 8.1277 | 9.5274 | 9.309 | 9.6034 | 9.474 | 9.7578 | 9.2946 | 8.868 | 8.5167 | 8.5764 | 8.8029 | 8.511 | 8.2275 | 8.0648
13b | Population average daily (24h) temperature (degrees Celsius) |  |  | 4.534 | 3.7308 | 3.1217 | 2.7517 | 2.6618 | 2.8682 | 2.1206 | 1.9058 | 1.8573 | 1.9648 | 2.2174 | 2.6038 | 3.112 | 3.7299 | 4.3374 | 5.1256 | 5.9872 | 6.9088 | 7.8773
14a | Load reduction / demand side response available at reference point in time |  |  | 0 | 0 | 0 | 0 | 0 | 0 | 0 | 0 | 0 | 0 | 0 | 0 | 0 | 0 | 0 | 0 | 0 | 0 | 0
14b | Strategic reserves available at reference point in time |  |  | 0 | 0 | 0 | 0 | 0 | 0 | 0 | 0 | 0 | 0 | 0 | 0 | 0 | 0 | 0 | 0 | 0 | 0 | 0
15 | Net weekly load at reference point in time (15 = 13-14a) |  |  | 9.6696 | 9.3883 | 10.1939 | 9.768 | 8.0028 | 8.1277 | 9.5274 | 9.309 | 9.6034 | 9.474 | 9.7578 | 9.2946 | 8.868 | 8.5167 | 8.5764 | 8.8029 | 8.511 | 8.2275 | 8.0648
16 | Remaining capacity at reference point in time (16 = 12- 15) |  |  | 3.6645 | 3.9483 | 3.1445 | 3.5718 | 5.3378 | 5.2102 | 3.8093 | 4.0272 | 3.7338 | 3.8644 | 3.579 | 4.0419 | 4.4656 | 4.8151 | 4.7577 | 4.5353 | 4.8333 | 5.1264 | 5.4962
B1 | Weekly peak load (unrestricted reference point in time) |  |  | 9.792 | 10.25 | 10.25 | 10.25 | 10.25 | 10.25 | 9.75 | 9.75 | 9.75 | 9.75 | 9.7578 | 9.2946 | 9.15 | 9.15 | 8.76 | 8.8029 | 8.76 | 8.76 | 8.24
B2 | Daily hour of expected weekly peak load (CET for winter, but CEST for last week; CEST for summer) |  |  | 11:30 | 11:30 | 11:30 | 11:30 | 11:30 | 11:30 | 08:30 | 08:30 | 08:30 | 08:30 | 08:30 | 08:30 | 08:30 | 08:30 | 11:30 | 11:30 | 11:30 | 11:30 | 11:30
PART C : DATA FOR SEVERE CONDITIONS
17 | Non-usable capacity at reference point (all power stations including mothballed, authorization & technical & legal constraints, energy source unavailability etc. ) |  |  | 9.1591 | 9.1589 | 9.1587 | 9.1586 | 9.1588 | 9.159 | 9.1592 | 9.1594 | 9.1594 | 9.1595 | 9.1595 | 9.1593 | 9.1592 | 9.1593 | 9.1593 | 9.1591 | 9.1568 | 9.1517 | 9.0285
17a | of which nuclear |  |  | 0.17 | 0.17 | 0.17 | 0.17 | 0.17 | 0.17 | 0.17 | 0.17 | 0.17 | 0.17 | 0.17 | 0.17 | 0.17 | 0.17 | 0.17 | 0.17 | 0.17 | 0.17 | 0.17
17b | of which Lignite |  |  | 0 | 0 | 0 | 0 | 0 | 0 | 0 | 0 | 0 | 0 | 0 | 0 | 0 | 0 | 0 | 0 | 0 | 0 | 0
17c | of which Hard Coal |  |  | 0 | 0 | 0 | 0 | 0 | 0 | 0 | 0 | 0 | 0 | 0 | 0 | 0 | 0 | 0 | 0 | 0 | 0 | 0
17d | of which Gas |  |  | 0 | 0 | 0 | 0 | 0 | 0 | 0 | 0 | 0 | 0 | 0 | 0 | 0 | 0 | 0 | 0 | 0 | 0 | 0
17e | of which Oil |  |  | 0 | 0 | 0 | 0 | 0 | 0 | 0 | 0 | 0 | 0 | 0 | 0 | 0 | 0 | 0 | 0 | 0 | 0 | 0
17f | of which Oil Shale |  |  | 0 | 0 | 0 | 0 | 0 | 0 | 0 | 0 | 0 | 0 | 0 | 0 | 0 | 0 | 0 | 0 | 0 | 0 | 0
17g | of which Fossil Peat |  |  | 0 | 0 | 0 | 0 | 0 | 0 | 0 | 0 | 0 | 0 | 0 | 0 | 0 | 0 | 0 | 0 | 0 | 0 | 0
17h | of which onshore wind |  |  | 0.11909 | 0.11894 | 0.11873 | 0.1186 | 0.11881 | 0.119 | 0.1192 | 0.11941 | 0.11944 | 0.11951 | 0.1195 | 0.11926 | 0.11917 | 0.11926 | 0.11927 | 0.11934 | 0.11949 | 0.11933 | 0.11948
17i | of which offshore wind |  |  | 0 | 0 | 0 | 0 | 0 | 0 | 0 | 0 | 0 | 0 | 0 | 0 | 0 | 0 | 0 | 0 | 0 | 0 | 0
17j | of which Solar |  |  | 2.5 | 2.5 | 2.5 | 2.5 | 2.5 | 2.5 | 2.5 | 2.5 | 2.5 | 2.5 | 2.5 | 2.5 | 2.5 | 2.5 | 2.5 | 2.4997 | 2.4973 | 2.4924 | 2.369
17k | of which Biomass |  |  | 0.2 | 0.2 | 0.2 | 0.2 | 0.2 | 0.2 | 0.2 | 0.2 | 0.2 | 0.2 | 0.2 | 0.2 | 0.2 | 0.2 | 0.2 | 0.2 | 0.2 | 0.2 | 0.2
17l | of which other RES (apart from hydro) |  |  | 0 | 0 | 0 | 0 | 0 | 0 | 0 | 0 | 0 | 0 | 0 | 0 | 0 | 0 | 0 | 0 | 0 | 0 | 0
17m | Hydro Run of River and Reservoir |  |  | 4.71 | 4.71 | 4.71 | 4.71 | 4.71 | 4.71 | 4.71 | 4.71 | 4.71 | 4.71 | 4.71 | 4.71 | 4.71 | 4.71 | 4.71 | 4.71 | 4.71 | 4.71 | 4.71
17n | Hydro pumping |  |  | 0.8 | 0.8 | 0.8 | 0.8 | 0.8 | 0.8 | 0.8 | 0.8 | 0.8 | 0.8 | 0.8 | 0.8 | 0.8 | 0.8 | 0.8 | 0.8 | 0.8 | 0.8 | 0.8
17o | of which other non-RES (incl. not clearly identifiable energy sources) |  |  | 0.66 | 0.66 | 0.66 | 0.66 | 0.66 | 0.66 | 0.66 | 0.66 | 0.66 | 0.66 | 0.66 | 0.66 | 0.66 | 0.66 | 0.66 | 0.66 | 0.66 | 0.66 | 0.66
18 | Available capacity (18 = 6 - (7 + 17)) |  |  | 14.4079 | 14.4081 | 14.4083 | 14.4084 | 14.4082 | 14.408 | 14.4078 | 14.4076 | 14.4076 | 14.4075 | 14.4075 | 14.4077 | 14.4078 | 14.4077 | 14.4077 | 14.4079 | 14.4102 | 14.4153 | 14.5385
19 | Outages: average expected value (all power stations) under SEVERE conditions |  |  | 0.1637 | 0.1637 | 0.1637 | 0.1637 | 0.1637 | 0.1637 | 0.1637 | 0.1637 | 0.1637 | 0.1637 | 0.1637 | 0.1637 | 0.1637 | 0.1637 | 0.1637 | 0.1637 | 0.1637 | 0.1637 | 0.1637
20 | System services reserve (one hour ahead of real time) under SEVERE conditions |  |  | 0.93 | 0.93 | 0.93 | 0.93 | 0.93 | 0.93 | 0.93 | 0.93 | 0.93 | 0.93 | 0.93 | 0.93 | 0.93 | 0.93 | 0.93 | 0.93 | 0.93 | 0.93 | 0.93
21 | Reliably available capacity under SEVERE conditions (21 = 18 - (19 + 20)) |  |  | 13.3142 | 13.3144 | 13.3146 | 13.3147 | 13.3145 | 13.3143 | 13.3141 | 13.3139 | 13.3139 | 13.3138 | 13.3138 | 13.314 | 13.3141 | 13.314 | 13.314 | 13.3142 | 13.3165 | 13.3216 | 13.4448
22 | Demand at reference point in time under SEVERE conditions (one in 20 year) |  |  | 10.6696 | 10.3883 | 11.1939 | 10.768 | 9.0028 | 9.1277 | 10.5274 | 10.309 | 10.6034 | 10.474 | 10.7578 | 10.2946 | 9.868 | 9.5167 | 9.5764 | 9.8029 | 9.511 | 9.2275 | 9.0648
23a | Load reduction / demand side response available at reference point in time under SEVERE conditions |  |  | 0 | 0 | 0 | 0 | 0 | 0 | 0 | 0 | 0 | 0 | 0 | 0 | 0 | 0 | 0 | 0 | 0 | 0 | 0
23b | Strategic reserves available at reference point in time under SEVERE conditions |  |  | 0 | 0 | 0 | 0 | 0 | 0 | 0 | 0 | 0 | 0 | 0 | 0 | 0 | 0 | 0 | 0 | 0 | 0 | 0
24 | Net weekly peak load for SEVERE conditions (24 = 22-23a) |  |  | 10.6696 | 10.3883 | 11.1939 | 10.768 | 9.0028 | 9.1277 | 10.5274 | 10.309 | 10.6034 | 10.474 | 10.7578 | 10.2946 | 9.868 | 9.5167 | 9.5764 | 9.8029 | 9.511 | 9.2275 | 9.0648
25 | Remaining capacity for SEVERE conditions (25 = 21-24) |  |  | 2.6447 | 2.9261 | 2.1206 | 2.5467 | 4.3117 | 4.1866 | 2.7867 | 3.0049 | 2.7104 | 2.8397 | 2.556 | 3.0194 | 3.4461 | 3.7973 | 3.7376 | 3.5113 | 3.8055 | 4.0941 | 4.38
C1 | Weekly peak load under SEVERE conditions (unrestricted reference point in time) |  |  | 10.792 | 11.25 | 11.25 | 11.25 | 11.25 | 11.25 | 10.75 | 10.75 | 10.75 | 10.75 | 10.7578 | 10.2946 | 10.15 | 10.15 | 9.76 | 9.8029 | 9.76 | 9.76 | 9.24
C2 | Daily hour of expected weekly peak load (CET for winter, but CEST for last week; CEST for summer) |  |  | 11:30 | 11:30 | 11:30 | 11:30 | 11:30 | 11:30 | 08:30 | 08:30 | 08:30 | 08:30 | 08:30 | 08:30 | 08:30 | 08:30 | 11:30 | 11:30 | 11:30 | 11:30 | 11:30
PART D: ADDITIONAL INFORMATION FOR INTERCONNECTORS (at synchronous peak)
31 | Simultaneous importable capacity |  | From | 5 | 5 | 5 | 5 | 5 | 5 | 5 | 5 | 5 | 5 | 5 | 5 | 5 | 5 | 5 | 5 | 5 | 5 | 5
32 | Simultaneous exportable capacity |  | To | 5 | 5 | 5 | 5 | 5 | 5 | 5 | 5 | 5 | 5 | 5 | 5 | 5 | 5 | 5 | 5 | 5 | 5 | 5
| The off-peak dates are related to Sunday of each week |  |  | 2019-12-01 | 2019-12-08 | 2019-12-15 | 2019-12-22 | 2019-12-29 | 2020-01-05 | 2020-01-12 | 2020-01-19 | 2020-01-26 | 2020-02-02 | 2020-02-09 | 2020-02-16 | 2020-02-23 | 2020-03-01 | 2020-03-08 | 2020-03-15 | 2020-03-22 | 2020-03-29 | 2020-04-05
| WEEK |  |  | 48 | 49 | 50 | 51 | 52 | 1 | 2 | 3 | 4 | 5 | 6 | 7 | 8 | 9 | 10 | 11 | 12 | 13 | 14
| Time (CET for winter, but CEST for last week of winter; CEST for summer) |  |  | 5:00 | 5:00 | 5:00 | 5:00 | 5:00 | 5:00 | 5:00 | 5:00 | 5:00 | 5:00 | 5:00 | 5:00 | 5:00 | 5:00 | 5:00 | 5:00 | 5:00 | 5:00 | 5:00
PART E: ADDITIONAL INFORMATION FOR NIGHT MIN DEMAND CONDITIONS
33 | Weekly Minimum Demand (overnight valley minimum) |  |  | 6.1448 | 6.0543 | 6.9275 | 5.8067 | 6.1485 | 6.2253 | 6.3837 | 6.7815 | 6.4625 | 6.4645 | 6.2644 | 6.3909 | 6.319 | 5.9498 | 5.5571 | 5.6956 | 5.6039 | 5.5589 | 5.4704
34 | Must Run Generation (excluding wind/run of river) |  |  | 3.3 | 3.3 | 3.3 | 3.3 | 3.3 | 3.3 | 3.3 | 3.3 | 3.3 | 3.3 | 3.3 | 3.3 | 3.3 | 3.3 | 3.3 | 3.3 | 3.3 | 3.3 | 3.3
35 | Run of river generation (Must Run) |  |  | 0.81 | 0.81 | 0.81 | 0.81 | 0.81 | 0.87 | 0.87 | 0.87 | 0.87 | 0.91 | 0.91 | 0.91 | 0.91 | 1.18 | 1.18 | 1.18 | 1.18 | 1.18 | 1.52
36 | Downward balancing reserves (FCR, FRR) |  |  | 0.2 | 0.2 | 0.2 | 0.2 | 0.2 | 0.2 | 0.2 | 0.2 | 0.2 | 0.2 | 0.2 | 0.2 | 0.2 | 0.2 | 0.2 | 0.2 | 0.2 | 0.2 | 0.2
37 | Pumping Storage Capacity available (Power) |  |  | 3.94 | 3.94 | 3.94 | 3.94 | 3.94 | 3.94 | 3.94 | 3.94 | 3.94 | 3.94 | 3.94 | 3.94 | 3.94 | 3.94 | 3.94 | 3.94 | 3.94 | 3.94 | 3.94
38a | Highest expected onshore wind generation running |  |  | 0.09815 | 0.10236 | 0.10366 | 0.10454 | 0.10455 | 0.10413 | 0.10423 | 0.10397 | 0.10439 | 0.10442 | 0.10405 | 0.10394 | 0.10243 | 0.10022 | 0.099795 | 0.097981 | 0.096236 | 0.095076 | 0.088095
38b | Highest expected offshore wind generation running |  |  | 0 | 0 | 0 | 0 | 0 | 0 | 0 | 0 | 0 | 0 | 0 | 0 | 0 | 0 | 0 | 0 | 0 | 0 | 0
39 | DOWNWARD REGULATION CAPABILITIES: 39 = (33+37)-(34+35+36+38a+38b)) |  |  | 5.6767 | 5.5819 | 6.4538 | 5.3321 | 5.6739 | 5.6912 | 5.8495 | 6.2475 | 5.9281 | 5.89 | 5.6904 | 5.817 | 5.7465 | 5.1096 | 4.7173 | 4.8577 | 4.7677 | 4.7238 | 4.3023
PART Ebis: ADDITIONAL INFORMATION FOR INTERCONNECTORS
Transportable capacity at night minimum demand conditions (high wind conditions)
40 | Simultaneous importable capacity |  | From | 5 | 5 | 5 | 5 | 5 | 5 | 5 | 5 | 5 | 5 | 5 | 5 | 5 | 5 | 5 | 5 | 5 | 5 | 5
41 | Simultaneous exportable capacity |  | To | 5 | 5 | 5 | 5 | 5 | 5 | 5 | 5 | 5 | 5 | 5 | 5 | 5 | 5 | 5 | 5 | 5 | 5 | 5
| Time (CET for winter, but CEST for last week of winter; CEST for summer) |  |  | 11:00 | 11:00 | 11:00 | 11:00 | 11:00 | 11:00 | 11:00 | 11:00 | 11:00 | 11:00 | 11:00 | 11:00 | 11:00 | 11:00 | 11:00 | 11:00 | 11:00 | 11:00 | 11:00
PART F: ADDITIONAL INFORMATION FOR DAYTIME MIN DEMAND CONDITIONS
42 | Weekly Minimum Daytime Demand (Sunday low peak + solar) |  |  | 7.5895 | 7.4583 | 8.0788 | 7.1321 | 7.1125 | 7.1777 | 7.5964 | 7.6418 | 7.3925 | 7.6049 | 7.0629 | 6.7596 | 6.7329 | 6.4532 | 6.6348 | 6.1785 | 5.8502 | 5.8806 | 6.3235
43 | Must Run Generation (excluding wind/PV/run of river) |  |  | 3.3 | 3.3 | 3.3 | 3.3 | 3.3 | 3.3 | 3.3 | 3.3 | 3.3 | 3.3 | 3.3 | 3.3 | 3.3 | 3.3 | 3.3 | 3.3 | 3.3 | 3.3 | 3.3
44 | Run of river generation (Must Run) |  |  | 0.81 | 0.81 | 0.81 | 0.81 | 0.81 | 0.87 | 0.87 | 0.87 | 0.87 | 0.91 | 0.91 | 0.91 | 0.91 | 1.18 | 1.18 | 1.18 | 1.18 | 1.18 | 1.52
45 | Downward balancing reserves (FCR, FRR) |  |  | 0.2 | 0.2 | 0.2 | 0.2 | 0.2 | 0.2 | 0.2 | 0.2 | 0.2 | 0.2 | 0.2 | 0.2 | 0.2 | 0.2 | 0.2 | 0.2 | 0.2 | 0.2 | 0.2
46 | Pumping Storage Capacity available (Power) |  |  | 3.94 | 3.94 | 3.94 | 3.94 | 3.94 | 3.94 | 3.94 | 3.94 | 3.94 | 3.94 | 3.94 | 3.94 | 3.94 | 3.94 | 3.94 | 3.94 | 3.94 | 3.94 | 3.94
47a | Highest expected onshore wind generation running |  |  | 0.097407 | 0.10053 | 0.10185 | 0.10382 | 0.10411 | 0.10424 | 0.10421 | 0.10402 | 0.10463 | 0.10408 | 0.10373 | 0.10357 | 0.10142 | 0.099366 | 0.099005 | 0.096991 | 0.093266 | 0.091812 | 0.085994
47b | Highest expected offshore wind generation running |  |  | 0 | 0 | 0 | 0 | 0 | 0 | 0 | 0 | 0 | 0 | 0 | 0 | 0 | 0 | 0 | 0 | 0 | 0 | 0
48 | Highest expected solar PV running |  |  | 0.82012 | 0.79229 | 0.75961 | 0.73956 | 0.73229 | 0.74349 | 0.75845 | 0.80545 | 0.84618 | 0.87932 | 0.94457 | 0.97235 | 1.0251 | 1.0832 | 1.1213 | 1.1665 | 1.1964 | 1.222 | 1.0142
49 | DOWNWARD REGULATION CAPABILITIES: 49 = (42+46)-(43+44+45+47a+47b+48a+48b) |  |  | 6.302 | 6.1955 | 6.8474 | 5.9187 | 5.9061 | 5.9 | 6.3037 | 6.3024 | 6.0117 | 6.1515 | 5.5446 | 5.2137 | 5.1363 | 4.5306 | 4.6745 | 4.175 | 3.8206 | 3.8268 | 4.1433
PART Fbis: ADDITIONAL INFORMATION FOR INTERCONNECTORS
Transportable capacity at daytime minimum demand conditions (high wind and high solar conditions)
50 | Simultaneous importable capacity |  | From | 5 | 5 | 5 | 5 | 5 | 5 | 5 | 5 | 5 | 5 | 5 | 5 | 5 | 5 | 5 | 5 | 5 | 5 | 5
51 | Simultaneous exportable capacity |  | To | 5 | 5 | 5 | 5 | 5 | 5 | 5 | 5 | 5 | 5 | 5 | 5 | 5 | 5 | 5 | 5 | 5 | 5 | 5

## BG
Winter Outlook Report 2019/2020
| Power Data (all entries are assumed to be >0) |  |  |  |  | BG | [6 empty] | Heating if temperature below: | 16.8 |  |  |  | Cooling if temperature above: | 21.8443
| (Net values in GW, at a synchronous time every week) |  |  |  |  | Bulgaria | [6 empty] | Heating saturation temperature: | -13 |  |  |  | Cooling saturation temperature: | not detected
[13 empty] | Temperature sensitivity in heating [MW/ ͦC] | -107 |  |  |  | Temperature sensitivity in cooling [MW/ ͦC] | 130.3791
| The peak dates are related to Wednesday of each week |  |  | 2019-11-27 | 2019-12-04 | 2019-12-11 | 2019-12-18 | 2019-12-24 | 2019-12-31 | 2020-01-08 | 2020-01-15 | 2020-01-22 | 2020-01-29 | 2020-02-05 | 2020-02-12 | 2020-02-19 | 2020-02-26 | 2020-03-04 | 2020-03-11 | 2020-03-18 | 2020-03-25 | 2020-04-01
| WEEK |  |  | 48 | 49 | 50 | 51 | 52 | 1 | 2 | 3 | 4 | 5 | 6 | 7 | 8 | 9 | 10 | 11 | 12 | 13 | 14
| Time (CET for winter, but CEST last week; CEST for summer) |  |  | 19:00 | 19:00 | 19:00 | 19:00 | 19:00 | 19:00 | 19:00 | 19:00 | 19:00 | 19:00 | 19:00 | 19:00 | 19:00 | 19:00 | 19:00 | 19:00 | 19:00 | 19:00 | 19:00
Line | PART A : INDIGENOUS NATIONAL GENERATION | Severe conditions Average Forced Outage Rate | Normal conditions Average Forced Outage Rate
Net generating capacity:
1 | Nuclear Power | 5% | 5% | 2.15 | 2.15 | 2.15 | 2.15 | 2.15 | 2.15 | 2.15 | 2.15 | 2.15 | 2.15 | 2.15 | 2.15 | 2.15 | 2.15 | 2.15 | 2.15 | 2.15 | 2.15 | 2.15
2 | Fossil Fuels |  |  | 5.464 | 5.464 | 5.464 | 5.464 | 5.464 | 5.464 | 5.464 | 5.464 | 5.464 | 5.464 | 5.464 | 5.464 | 5.464 | 5.464 | 5.464 | 5.464 | 5.464 | 5.464 | 5.464
2a | of which Lignite | 9% | 9% | 4.119 | 4.119 | 4.119 | 4.119 | 4.119 | 4.119 | 4.119 | 4.119 | 4.119 | 4.119 | 4.119 | 4.119 | 4.119 | 4.119 | 4.119 | 4.119 | 4.119 | 4.119 | 4.119
2b | of which Hard Coal | 9% | 9% | 0.362 | 0.362 | 0.362 | 0.362 | 0.362 | 0.362 | 0.362 | 0.362 | 0.362 | 0.362 | 0.362 | 0.362 | 0.362 | 0.362 | 0.362 | 0.362 | 0.362 | 0.362 | 0.362
2c | of which Gas | 7% | 7% | 0.983 | 0.983 | 0.983 | 0.983 | 0.983 | 0.983 | 0.983 | 0.983 | 0.983 | 0.983 | 0.983 | 0.983 | 0.983 | 0.983 | 0.983 | 0.983 | 0.983 | 0.983 | 0.983
2d | of which Oil | 9% | 9% | 0 | 0 | 0 | 0 | 0 | 0 | 0 | 0 | 0 | 0 | 0 | 0 | 0 | 0 | 0 | 0 | 0 | 0 | 0
2e | of which Oil Shale | 8.75% | 8.75% | 0 | 0 | 0 | 0 | 0 | 0 | 0 | 0 | 0 | 0 | 0 | 0 | 0 | 0 | 0 | 0 | 0 | 0 | 0
2f | of which Fossil Peat | 8.75% | 8.75% | 0 | 0 | 0 | 0 | 0 | 0 | 0 | 0 | 0 | 0 | 0 | 0 | 0 | 0 | 0 | 0 | 0 | 0 | 0
3 | Renewable Energy Sources (other than hydro) |  |  | 1.829 | 1.829 | 1.829 | 1.829 | 1.829 | 1.829 | 1.829 | 1.829 | 1.829 | 1.829 | 1.829 | 1.829 | 1.829 | 1.829 | 1.829 | 1.829 | 1.829 | 1.829 | 1.829
3a | of which onshore wind | 0% | 0% | 0.7 | 0.7 | 0.7 | 0.7 | 0.7 | 0.7 | 0.7 | 0.7 | 0.7 | 0.7 | 0.7 | 0.7 | 0.7 | 0.7 | 0.7 | 0.7 | 0.7 | 0.7 | 0.7
3b | of which offshore wind | 0% | 0% | 0 | 0 | 0 | 0 | 0 | 0 | 0 | 0 | 0 | 0 | 0 | 0 | 0 | 0 | 0 | 0 | 0 | 0 | 0
3c | of which Solar (PV) | 0% | 0% | 1.052 | 1.052 | 1.052 | 1.052 | 1.052 | 1.052 | 1.052 | 1.052 | 1.052 | 1.052 | 1.052 | 1.052 | 1.052 | 1.052 | 1.052 | 1.052 | 1.052 | 1.052 | 1.052
3d | of which Biomass | 0% | 0% | 0.077 | 0.077 | 0.077 | 0.077 | 0.077 | 0.077 | 0.077 | 0.077 | 0.077 | 0.077 | 0.077 | 0.077 | 0.077 | 0.077 | 0.077 | 0.077 | 0.077 | 0.077 | 0.077
3e | of which other RES (e.g. tidal, wave, geothermal, RES waste, CSP) | 0% | 0% | 0 | 0 | 0 | 0 | 0 | 0 | 0 | 0 | 0 | 0 | 0 | 0 | 0 | 0 | 0 | 0 | 0 | 0 | 0
4a | Hydro Run of River and Reservoir | 0% | 0% | 2.344 | 2.344 | 2.344 | 2.344 | 2.344 | 2.344 | 2.344 | 2.344 | 2.344 | 2.344 | 2.344 | 2.344 | 2.344 | 2.344 | 2.344 | 2.344 | 2.344 | 2.344 | 2.344
4b | Hydro pumping | 0% | 0% | 0.864 | 0.864 | 0.864 | 0.864 | 0.864 | 0.864 | 0.864 | 0.864 | 0.864 | 0.864 | 0.864 | 0.864 | 0.864 | 0.864 | 0.864 | 0.864 | 0.864 | 0.864 | 0.864
5 | Other non-RES (e.g. CHP non-renewable, waste non-renewable) | 0% | 0% | 0 | 0 | 0 | 0 | 0 | 0 | 0 | 0 | 0 | 0 | 0 | 0 | 0 | 0 | 0 | 0 | 0 | 0 | 0
6 | Total Net generating capacity (6 = 1+2+3+4a+4b+5) |  |  | 12.651 | 12.651 | 12.651 | 12.651 | 12.651 | 12.651 | 12.651 | 12.651 | 12.651 | 12.651 | 12.651 | 12.651 | 12.651 | 12.651 | 12.651 | 12.651 | 12.651 | 12.651 | 12.651
7 | Maintenance & Overhauls (planned outages) |  |  | 0.844 | 0.614 | 0.614 | 0.59 | 0.59 | 0.59 | 0.546 | 0.546 | 0.546 | 0.546 | 0.762 | 0.762 | 0.762 | 0.762 | 0.762 | 0.762 | 0.762 | 0.762 | 0.762
7a | Nuclear Power |  |  | 0 | 0 | 0 | 0 | 0 | 0 | 0 | 0 | 0 | 0 | 0 | 0 | 0 | 0 | 0 | 0 | 0 | 0 | 0
7b | Lignite |  |  | 0.23 | 0 | 0 | 0 | 0 | 0 | 0 | 0 | 0 | 0 | 0 | 0 | 0 | 0 | 0 | 0 | 0 | 0 | 0
7c | Hard Coal |  |  | 0 | 0 | 0 | 0 | 0 | 0 | 0 | 0 | 0 | 0 | 0 | 0 | 0 | 0 | 0 | 0 | 0 | 0 | 0
7d | Gas |  |  | 0 | 0 | 0 | 0 | 0 | 0 | 0 | 0 | 0 | 0 | 0 | 0 | 0 | 0 | 0 | 0 | 0 | 0 | 0
7e | Oil |  |  | 0 | 0 | 0 | 0 | 0 | 0 | 0 | 0 | 0 | 0 | 0 | 0 | 0 | 0 | 0 | 0 | 0 | 0 | 0
7f | Oil Shale |  |  | 0 | 0 | 0 | 0 | 0 | 0 | 0 | 0 | 0 | 0 | 0 | 0 | 0 | 0 | 0 | 0 | 0 | 0 | 0
7g | Fossil Peat |  |  | 0 | 0 | 0 | 0 | 0 | 0 | 0 | 0 | 0 | 0 | 0 | 0 | 0 | 0 | 0 | 0 | 0 | 0 | 0
7h | Onshore Wind |  |  | 0 | 0 | 0 | 0 | 0 | 0 | 0 | 0 | 0 | 0 | 0 | 0 | 0 | 0 | 0 | 0 | 0 | 0 | 0
7i | Offshore Wind |  |  | 0 | 0 | 0 | 0 | 0 | 0 | 0 | 0 | 0 | 0 | 0 | 0 | 0 | 0 | 0 | 0 | 0 | 0 | 0
7j | Solar (PV) |  |  | 0 | 0 | 0 | 0 | 0 | 0 | 0 | 0 | 0 | 0 | 0 | 0 | 0 | 0 | 0 | 0 | 0 | 0 | 0
7k | Biomass |  |  | 0 | 0 | 0 | 0 | 0 | 0 | 0 | 0 | 0 | 0 | 0 | 0 | 0 | 0 | 0 | 0 | 0 | 0 | 0
7l | other RES (apart from hydro, including tidal, wave, geothermal, waste renewable, CSP,…) |  |  | 0 | 0 | 0 | 0 | 0 | 0 | 0 | 0 | 0 | 0 | 0 | 0 | 0 | 0 | 0 | 0 | 0 | 0 | 0
7m | Hydro Run of River and Reservoir |  |  | 0.398 | 0.398 | 0.398 | 0.374 | 0.374 | 0.374 | 0.33 | 0.33 | 0.33 | 0.33 | 0.33 | 0.33 | 0.33 | 0.33 | 0.33 | 0.33 | 0.33 | 0.33 | 0.33
7n | Hydro pumping |  |  | 0.216 | 0.216 | 0.216 | 0.216 | 0.216 | 0.216 | 0.216 | 0.216 | 0.216 | 0.216 | 0.432 | 0.432 | 0.432 | 0.432 | 0.432 | 0.432 | 0.432 | 0.432 | 0.432
7o | Other non-RES (incl. not clearly identifiable energy sources) |  |  | 0 | 0 | 0 | 0 | 0 | 0 | 0 | 0 | 0 | 0 | 0 | 0 | 0 | 0 | 0 | 0 | 0 | 0 | 0
PART B : DATA FOR NORMAL CONDITIONS
8 | Non-usable capacity at reference point (all power stations including mothballed, authorization & technical & legal constraints, energy source unavailability etc. ) |  |  | 2.8298 | 2.8194 | 2.8028 | 2.8007 | 2.7948 | 2.7976 | 2.799 | 2.7954 | 2.7997 | 2.8005 | 2.6057 | 2.6172 | 2.6204 | 2.6324 | 2.6348 | 2.6429 | 2.6542 | 2.6609 | 2.6526
8a | of which nuclear |  |  | 0 | 0 | 0 | 0 | 0 | 0 | 0 | 0 | 0 | 0 | 0 | 0 | 0 | 0 | 0 | 0 | 0 | 0 | 0
8b | of which Lignite |  |  | 0.035 | 0.035 | 0.035 | 0.035 | 0.035 | 0.035 | 0.035 | 0.035 | 0.035 | 0.035 | 0.035 | 0.035 | 0.035 | 0.035 | 0.035 | 0.035 | 0.035 | 0.035 | 0.035
8c | of which Hard Coal |  |  | 0.135 | 0.135 | 0.135 | 0.135 | 0.135 | 0.135 | 0.135 | 0.135 | 0.135 | 0.135 | 0.135 | 0.135 | 0.135 | 0.135 | 0.135 | 0.135 | 0.135 | 0.135 | 0.135
8d | of which Gas |  |  | 0.1 | 0.1 | 0.1 | 0.1 | 0.1 | 0.1 | 0.1 | 0.1 | 0.1 | 0.1 | 0.1 | 0.1 | 0.1 | 0.1 | 0.1 | 0.1 | 0.1 | 0.1 | 0.1
8e | of which Oil |  |  | 0 | 0 | 0 | 0 | 0 | 0 | 0 | 0 | 0 | 0 | 0 | 0 | 0 | 0 | 0 | 0 | 0 | 0 | 0
8f | of which Oil Shale |  |  | 0 | 0 | 0 | 0 | 0 | 0 | 0 | 0 | 0 | 0 | 0 | 0 | 0 | 0 | 0 | 0 | 0 | 0 | 0
8g | of which Fossil Peat |  |  | 0 | 0 | 0 | 0 | 0 | 0 | 0 | 0 | 0 | 0 | 0 | 0 | 0 | 0 | 0 | 0 | 0 | 0 | 0
8h | of which onshore wind |  |  | 0.55485 | 0.54441 | 0.52777 | 0.52574 | 0.51979 | 0.52261 | 0.52405 | 0.52039 | 0.52468 | 0.52549 | 0.54668 | 0.55818 | 0.56143 | 0.57337 | 0.57579 | 0.5839 | 0.59525 | 0.60187 | 0.60513
8i | of which offshore wind |  |  | 0 | 0 | 0 | 0 | 0 | 0 | 0 | 0 | 0 | 0 | 0 | 0 | 0 | 0 | 0 | 0 | 0 | 0 | 0
8j | of which Solar |  |  | 1.052 | 1.052 | 1.052 | 1.052 | 1.052 | 1.052 | 1.052 | 1.052 | 1.052 | 1.052 | 1.052 | 1.052 | 1.052 | 1.052 | 1.052 | 1.052 | 1.052 | 1.052 | 1.0404
8k | of which Biomass |  |  | 0.037 | 0.037 | 0.037 | 0.037 | 0.037 | 0.037 | 0.037 | 0.037 | 0.037 | 0.037 | 0.037 | 0.037 | 0.037 | 0.037 | 0.037 | 0.037 | 0.037 | 0.037 | 0.037
8l | of which other RES (apart from hydro) |  |  | 0 | 0 | 0 | 0 | 0 | 0 | 0 | 0 | 0 | 0 | 0 | 0 | 0 | 0 | 0 | 0 | 0 | 0 | 0
8m | Hydro Run of River and Reservoir |  |  | 0.7 | 0.7 | 0.7 | 0.7 | 0.7 | 0.7 | 0.7 | 0.7 | 0.7 | 0.7 | 0.7 | 0.7 | 0.7 | 0.7 | 0.7 | 0.7 | 0.7 | 0.7 | 0.7
8n | Hydro pumping |  |  | 0.216 | 0.216 | 0.216 | 0.216 | 0.216 | 0.216 | 0.216 | 0.216 | 0.216 | 0.216 | 0 | 0 | 0 | 0 | 0 | 0 | 0 | 0 | 0
8o | of which other non-RES (incl. not clearly identifiable energy sources) |  |  | 0 | 0 | 0 | 0 | 0 | 0 | 0 | 0 | 0 | 0 | 0 | 0 | 0 | 0 | 0 | 0 | 0 | 0 | 0
9 | Available capacity (9 = 6 - (7 + 8)) |  |  | 8.9772 | 9.2176 | 9.2342 | 9.2603 | 9.2662 | 9.2634 | 9.306 | 9.3096 | 9.3053 | 9.3045 | 9.2833 | 9.2718 | 9.2686 | 9.2566 | 9.2542 | 9.2461 | 9.2348 | 9.2281 | 9.2364
10 | Outages: average expected value (all power stations) |  |  | 0.5366 | 0.5573 | 0.5573 | 0.5573 | 0.5573 | 0.5573 | 0.5573 | 0.5573 | 0.5573 | 0.5573 | 0.5573 | 0.5573 | 0.5573 | 0.5573 | 0.5573 | 0.5573 | 0.5573 | 0.5573 | 0.5573
11 | System services reserve (one hour ahead of real time) |  |  | 0.3 | 0.3 | 0.3 | 0.3 | 0.3 | 0.3 | 0.3 | 0.3 | 0.3 | 0.3 | 0.3 | 0.3 | 0.3 | 0.3 | 0.3 | 0.3 | 0.3 | 0.3 | 0.3
12 | Reliably available capacity (12 = 9 - (10 + 11)) |  |  | 8.1406 | 8.3603 | 8.3769 | 8.403 | 8.4089 | 8.4061 | 8.4487 | 8.4523 | 8.448 | 8.4472 | 8.426 | 8.4145 | 8.4113 | 8.3993 | 8.3969 | 8.3888 | 8.3775 | 8.3708 | 8.3791
13 | Demand at reference point in time |  |  | 5.8349 | 5.9812 | 6.2053 | 6.192 | 5.7505 | 6.2794 | 6.303 | 6.2137 | 6.1404 | 6.2109 | 6.1401 | 5.8963 | 6.0288 | 5.8452 | 5.6221 | 5.6981 | 5.5057 | 5.1288 | 4.6538
13b | Population average daily (24h) temperature (degrees Celsius) |  |  | 3.7109 | 2.6414 | 1.7538 | 1.0905 | 0.73466 | 0.61026 | 0.060223 | -0.04226 | 0.032304 | 0.2749 | 0.67528 | 1.2222 | 1.9032 | 2.7054 | 3.479 | 4.4691 | 5.5393 | 6.6747 | 7.8596
14a | Load reduction / demand side response available at reference point in time |  |  | 0 | 0 | 0 | 0 | 0 | 0 | 0 | 0 | 0 | 0 | 0 | 0 | 0 | 0 | 0 | 0 | 0 | 0 | 0
14b | Strategic reserves available at reference point in time |  |  | 0.86 | 0.86 | 0.86 | 0.86 | 0.86 | 0.86 | 0.86 | 0.86 | 0.86 | 0.86 | 0.86 | 0.86 | 0.86 | 0.86 | 0.665 | 0.665 | 0.665 | 0.665 | 0.665
15 | Net weekly load at reference point in time (15 = 13-14a) |  |  | 5.8349 | 5.9812 | 6.2053 | 6.192 | 5.7505 | 6.2794 | 6.303 | 6.2137 | 6.1404 | 6.2109 | 6.1401 | 5.8963 | 6.0288 | 5.8452 | 5.6221 | 5.6981 | 5.5057 | 5.1288 | 4.6538
16 | Remaining capacity at reference point in time (16 = 12- 15) |  |  | 2.3057 | 2.3791 | 2.1717 | 2.211 | 2.6584 | 2.1267 | 2.1457 | 2.2386 | 2.3076 | 2.2363 | 2.2859 | 2.5183 | 2.3825 | 2.5541 | 2.7748 | 2.6907 | 2.8717 | 3.242 | 3.7254
B1 | Weekly peak load (unrestricted reference point in time)
B2 | Daily hour of expected weekly peak load (CET for winter, but CEST for last week; CEST for summer)
PART C : DATA FOR SEVERE CONDITIONS
17 | Non-usable capacity at reference point (all power stations including mothballed, authorization & technical & legal constraints, energy source unavailability etc. ) |  |  | 2.9722 | 2.972 | 2.9705 | 2.9686 | 2.9697 | 2.9699 | 2.9697 | 2.9687 | 2.9696 | 2.9689 | 2.7531 | 2.753 | 2.7515 | 2.7516 | 2.7506 | 2.7495 | 2.7488 | 2.7481 | 2.7436
17a | of which nuclear |  |  | 0 | 0 | 0 | 0 | 0 | 0 | 0 | 0 | 0 | 0 | 0 | 0 | 0 | 0 | 0 | 0 | 0 | 0 | 0
17b | of which Lignite |  |  | 0.035 | 0.035 | 0.035 | 0.035 | 0.035 | 0.035 | 0.035 | 0.035 | 0.035 | 0.035 | 0.035 | 0.035 | 0.035 | 0.035 | 0.035 | 0.035 | 0.035 | 0.035 | 0.035
17c | of which Hard Coal |  |  | 0.135 | 0.135 | 0.135 | 0.135 | 0.135 | 0.135 | 0.135 | 0.135 | 0.135 | 0.135 | 0.135 | 0.135 | 0.135 | 0.135 | 0.135 | 0.135 | 0.135 | 0.135 | 0.135
17d | of which Gas |  |  | 0.1 | 0.1 | 0.1 | 0.1 | 0.1 | 0.1 | 0.1 | 0.1 | 0.1 | 0.1 | 0.1 | 0.1 | 0.1 | 0.1 | 0.1 | 0.1 | 0.1 | 0.1 | 0.1
17e | of which Oil |  |  | 0 | 0 | 0 | 0 | 0 | 0 | 0 | 0 | 0 | 0 | 0 | 0 | 0 | 0 | 0 | 0 | 0 | 0 | 0
17f | of which Oil Shale |  |  | 0 | 0 | 0 | 0 | 0 | 0 | 0 | 0 | 0 | 0 | 0 | 0 | 0 | 0 | 0 | 0 | 0 | 0 | 0
17g | of which Fossil Peat |  |  | 0 | 0 | 0 | 0 | 0 | 0 | 0 | 0 | 0 | 0 | 0 | 0 | 0 | 0 | 0 | 0 | 0 | 0 | 0
17h | of which onshore wind |  |  | 0.69717 | 0.69696 | 0.69551 | 0.69362 | 0.69471 | 0.69494 | 0.69473 | 0.69371 | 0.69458 | 0.69389 | 0.6941 | 0.69402 | 0.69252 | 0.69256 | 0.69161 | 0.69052 | 0.6898 | 0.68911 | 0.6893
17i | of which offshore wind |  |  | 0 | 0 | 0 | 0 | 0 | 0 | 0 | 0 | 0 | 0 | 0 | 0 | 0 | 0 | 0 | 0 | 0 | 0 | 0
17j | of which Solar |  |  | 1.052 | 1.052 | 1.052 | 1.052 | 1.052 | 1.052 | 1.052 | 1.052 | 1.052 | 1.052 | 1.052 | 1.052 | 1.052 | 1.052 | 1.052 | 1.052 | 1.052 | 1.052 | 1.0473
17k | of which Biomass |  |  | 0.037 | 0.037 | 0.037 | 0.037 | 0.037 | 0.037 | 0.037 | 0.037 | 0.037 | 0.037 | 0.037 | 0.037 | 0.037 | 0.037 | 0.037 | 0.037 | 0.037 | 0.037 | 0.037
17l | of which other RES (apart from hydro) |  |  | 0 | 0 | 0 | 0 | 0 | 0 | 0 | 0 | 0 | 0 | 0 | 0 | 0 | 0 | 0 | 0 | 0 | 0 | 0
17m | Hydro Run of River and Reservoir |  |  | 0.7 | 0.7 | 0.7 | 0.7 | 0.7 | 0.7 | 0.7 | 0.7 | 0.7 | 0.7 | 0.7 | 0.7 | 0.7 | 0.7 | 0.7 | 0.7 | 0.7 | 0.7 | 0.7
17n | Hydro pumping |  |  | 0.216 | 0.216 | 0.216 | 0.216 | 0.216 | 0.216 | 0.216 | 0.216 | 0.216 | 0.216 | 0 | 0 | 0 | 0 | 0 | 0 | 0 | 0 | 0
17o | of which other non-RES (incl. not clearly identifiable energy sources) |  |  | 0 | 0 | 0 | 0 | 0 | 0 | 0 | 0 | 0 | 0 | 0 | 0 | 0 | 0 | 0 | 0 | 0 | 0 | 0
18 | Available capacity (18 = 6 - (7 + 17)) |  |  | 8.8348 | 9.065 | 9.0665 | 9.0924 | 9.0913 | 9.0911 | 9.1353 | 9.1363 | 9.1354 | 9.1361 | 9.1359 | 9.136 | 9.1375 | 9.1374 | 9.1384 | 9.1395 | 9.1402 | 9.1409 | 9.1454
19 | Outages: average expected value (all power stations) under SEVERE conditions |  |  | 0.5366 | 0.5573 | 0.5573 | 0.5573 | 0.5573 | 0.5573 | 0.5573 | 0.5573 | 0.5573 | 0.5573 | 0.5573 | 0.5573 | 0.5573 | 0.5573 | 0.5573 | 0.5573 | 0.5573 | 0.5573 | 0.5573
20 | System services reserve (one hour ahead of real time) under SEVERE conditions |  |  | 0.3 | 0.3 | 0.3 | 0.3 | 0.3 | 0.3 | 0.3 | 0.3 | 0.3 | 0.3 | 0.3 | 0.3 | 0.3 | 0.3 | 0.3 | 0.3 | 0.3 | 0.3 | 0.3
21 | Reliably available capacity under SEVERE conditions (21 = 18 - (19 + 20)) |  |  | 7.9982 | 8.2077 | 8.2092 | 8.2351 | 8.234 | 8.2338 | 8.278 | 8.279 | 8.2781 | 8.2788 | 8.2786 | 8.2787 | 8.2802 | 8.2801 | 8.2811 | 8.2822 | 8.2829 | 8.2836 | 8.2881
22 | Demand at reference point in time under SEVERE conditions (one in 20 year) |  |  | 6.394 | 6.5097 | 6.861 | 6.9127 | 6.0765 | 6.8 | 6.9826 | 6.7536 | 6.8151 | 6.6766 | 6.7508 | 6.7064 | 6.6486 | 6.5153 | 6.2716 | 6.3081 | 6.0254 | 5.8387 | 5.3705
23a | Load reduction / demand side response available at reference point in time under SEVERE conditions |  |  | 0 | 0 | 0 | 0 | 0 | 0 | 0 | 0 | 0 | 0 | 0 | 0 | 0 | 0 | 0 | 0 | 0 | 0 | 0
23b | Strategic reserves available at reference point in time under SEVERE conditions |  |  | 0.86 | 0.86 | 0.86 | 0.86 | 0.86 | 0.86 | 0.86 | 0.86 | 0.86 | 0.86 | 0.86 | 0.86 | 0.86 | 0.86 | 0.665 | 0.665 | 0.665 | 0.665 | 0.665
24 | Net weekly peak load for SEVERE conditions (24 = 22-23a) |  |  | 6.394 | 6.5097 | 6.861 | 6.9127 | 6.0765 | 6.8 | 6.9826 | 6.7536 | 6.8151 | 6.6766 | 6.7508 | 6.7064 | 6.6486 | 6.5153 | 6.2716 | 6.3081 | 6.0254 | 5.8387 | 5.3705
25 | Remaining capacity for SEVERE conditions (25 = 21-24) |  |  | 1.6042 | 1.698 | 1.3482 | 1.3224 | 2.1575 | 1.4338 | 1.2953 | 1.5254 | 1.4631 | 1.6022 | 1.5278 | 1.5723 | 1.6316 | 1.7648 | 2.0094 | 1.9741 | 2.2575 | 2.4449 | 2.9176
C1 | Weekly peak load under SEVERE conditions (unrestricted reference point in time)
C2 | Daily hour of expected weekly peak load (CET for winter, but CEST for last week; CEST for summer)
PART D: ADDITIONAL INFORMATION FOR INTERCONNECTORS (at synchronous peak)
31 | Simultaneous importable capacity |  | From | 1.684 | 1.684 | 1.684 | 1.684 | 1.684 | 1.684 | 1.434 | 1.434 | 1.434 | 1.434 | 1.484 | 1.484 | 1.484 | 1.484 | 1.534 | 1.534 | 1.534 | 1.534 | 1.734
32 | Simultaneous exportable capacity |  | To | 1.982 | 1.834 | 1.834 | 1.834 | 1.834 | 1.834 | 1.534 | 1.534 | 1.534 | 1.534 | 1.584 | 1.584 | 1.584 | 1.584 | 1.834 | 1.834 | 1.834 | 1.834 | 1.934
| The off-peak dates are related to Sunday of each week |  |  | 2019-12-01 | 2019-12-08 | 2019-12-15 | 2019-12-22 | 2019-12-29 | 2020-01-05 | 2020-01-12 | 2020-01-19 | 2020-01-26 | 2020-02-02 | 2020-02-09 | 2020-02-16 | 2020-02-23 | 2020-03-01 | 2020-03-08 | 2020-03-15 | 2020-03-22 | 2020-03-29 | 2020-04-05
| WEEK |  |  | 48 | 49 | 50 | 51 | 52 | 1 | 2 | 3 | 4 | 5 | 6 | 7 | 8 | 9 | 10 | 11 | 12 | 13 | 14
| Time (CET for winter, but CEST for last week of winter; CEST for summer) |  |  | 5:00 | 5:00 | 5:00 | 5:00 | 5:00 | 5:00 | 5:00 | 5:00 | 5:00 | 5:00 | 5:00 | 5:00 | 5:00 | 5:00 | 5:00 | 5:00 | 5:00 | 5:00 | 5:00
PART E: ADDITIONAL INFORMATION FOR NIGHT MIN DEMAND CONDITIONS
33 | Weekly Minimum Demand (overnight valley minimum) |  |  | 3.28 | 3.5492 | 3.5559 | 3.6529 | 3.4911 | 3.6687 | 3.588 | 3.6642 | 3.5341 | 3.6254 | 3.4678 | 3.4301 | 3.3965 | 3.3548 | 3.2562 | 3.2254 | 3.0167 | 2.9876 | 2.8645
34 | Must Run Generation (excluding wind/run of river) |  |  | 2.985 | 3.05 | 3.05 | 3.05 | 3.05 | 3.05 | 3.05 | 3.05 | 3.05 | 3.05 | 3 | 3 | 3 | 3 | 3 | 3 | 3 | 3 | 3
35 | Run of river generation (Must Run) |  |  | 0.068 | 0.08 | 0.08 | 0.08 | 0.08 | 0.08 | 0.092 | 0.092 | 0.092 | 0.092 | 0.088 | 0.088 | 0.088 | 0.088 | 0.124 | 0.124 | 0.124 | 0.124 | 0.124
36 | Downward balancing reserves (FCR, FRR) |  |  | 0.2 | 0.2 | 0.2 | 0.2 | 0.2 | 0.2 | 0.2 | 0.2 | 0.2 | 0.2 | 0.2 | 0.2 | 0.2 | 0.2 | 0.2 | 0.2 | 0.2 | 0.2 | 0.2
37 | Pumping Storage Capacity available (Power) |  |  | 0.74 | 0.74 | 0.74 | 0.74 | 0.74 | 0.74 | 0.74 | 0.74 | 0.74 | 0.74 | 0.54 | 0.54 | 0.54 | 0.54 | 0.54 | 0.54 | 0.54 | 0.54 | 0.54
38a | Highest expected onshore wind generation running |  |  | 0.5983 | 0.6067 | 0.62516 | 0.63664 | 0.6316 | 0.63015 | 0.62865 | 0.62614 | 0.63234 | 0.63737 | 0.63734 | 0.63506 | 0.63004 | 0.61251 | 0.5961 | 0.56547 | 0.53251 | 0.49478 | 0.49933
38b | Highest expected offshore wind generation running |  |  | 0 | 0 | 0 | 0 | 0 | 0 | 0 | 0 | 0 | 0 | 0 | 0 | 0 | 0 | 0 | 0 | 0 | 0 | 0
39 | DOWNWARD REGULATION CAPABILITIES: 39 = (33+37)-(34+35+36+38a+38b)) |  |  | 0.1687 | 0.35245 | 0.34078 | 0.42624 | 0.26952 | 0.44858 | 0.35738 | 0.43607 | 0.29975 | 0.38602 | 0.082491 | 0.047011 | 0.018463 | -0.0057326 | -0.12392 | -0.12409 | -0.2998 | -0.29119 | -0.4188
PART Ebis: ADDITIONAL INFORMATION FOR INTERCONNECTORS
Transportable capacity at night minimum demand conditions (high wind conditions)
40 | Simultaneous importable capacity |  | From | 1.684 | 1.684 | 1.684 | 1.684 | 1.684 | 1.684 | 1.434 | 1.434 | 1.434 | 1.434 | 1.484 | 1.484 | 1.484 | 1.484 | 1.534 | 1.534 | 1.534 | 1.534 | 1.734
41 | Simultaneous exportable capacity |  | To | 1.982 | 1.834 | 1.834 | 1.834 | 1.834 | 1.834 | 1.534 | 1.534 | 1.534 | 1.534 | 1.584 | 1.584 | 1.584 | 1.584 | 1.834 | 1.834 | 1.834 | 1.834 | 1.934
| Time (CET for winter, but CEST for last week of winter; CEST for summer) |  |  | 11:00 | 11:00 | 11:00 | 11:00 | 11:00 | 11:00 | 11:00 | 11:00 | 11:00 | 11:00 | 11:00 | 11:00 | 11:00 | 11:00 | 11:00 | 11:00 | 11:00 | 11:00 | 11:00
PART F: ADDITIONAL INFORMATION FOR DAYTIME MIN DEMAND CONDITIONS
42 | Weekly Minimum Daytime Demand (Sunday low peak + solar) |  |  | 4.4715 | 4.7105 | 4.7011 | 4.7404 | 4.6166 | 4.7858 | 4.7524 | 4.5984 | 4.6512 | 4.517 | 4.3601 | 4.4264 | 4.1991 | 4.1055 | 4.042 | 3.9551 | 3.7554 | 3.754 | 3.6155
43 | Must Run Generation (excluding wind/PV/run of river) |  |  | 2.985 | 3.05 | 3.05 | 3.05 | 3.05 | 3.05 | 3.05 | 3.05 | 3.05 | 3.05 | 3 | 3 | 3 | 3 | 3 | 3 | 3 | 3 | 3
44 | Run of river generation (Must Run) |  |  | 0.068 | 0.08 | 0.08 | 0.08 | 0.08 | 0.08 | 0.092 | 0.092 | 0.092 | 0.092 | 0.088 | 0.088 | 0.088 | 0.088 | 0.124 | 0.124 | 0.124 | 0.124 | 0.124
45 | Downward balancing reserves (FCR, FRR) |  |  | 0.2 | 0.2 | 0.2 | 0.2 | 0.2 | 0.2 | 0.2 | 0.2 | 0.2 | 0.2 | 0.2 | 0.2 | 0.2 | 0.2 | 0.2 | 0.2 | 0.2 | 0.2 | 0.2
46 | Pumping Storage Capacity available (Power) |  |  | 0.74 | 0.74 | 0.74 | 0.74 | 0.74 | 0.74 | 0.74 | 0.74 | 0.74 | 0.74 | 0.54 | 0.54 | 0.54 | 0.54 | 0.54 | 0.54 | 0.54 | 0.54 | 0.54
47a | Highest expected onshore wind generation running |  |  | 0.58816 | 0.59512 | 0.61854 | 0.63049 | 0.62863 | 0.62863 | 0.62197 | 0.61218 | 0.62141 | 0.63221 | 0.63371 | 0.63565 | 0.6316 | 0.61446 | 0.59893 | 0.57892 | 0.54775 | 0.50773 | 0.51508
47b | Highest expected offshore wind generation running |  |  | 0 | 0 | 0 | 0 | 0 | 0 | 0 | 0 | 0 | 0 | 0 | 0 | 0 | 0 | 0 | 0 | 0 | 0 | 0
48 | Highest expected solar PV running |  |  | 0.49971 | 0.48839 | 0.48216 | 0.4836 | 0.49399 | 0.51521 | 0.52594 | 0.53831 | 0.55418 | 0.56295 | 0.58444 | 0.61227 | 0.63054 | 0.65362 | 0.66984 | 0.68088 | 0.69067 | 0.69752 | 0.63025
49 | DOWNWARD REGULATION CAPABILITIES: 49 = (42+46)-(43+44+45+47a+47b+48a+48b) |  |  | 0.87065 | 1.037 | 1.0104 | 1.0363 | 0.90402 | 1.052 | 1.0025 | 0.84594 | 0.87359 | 0.71983 | 0.39391 | 0.43047 | 0.18896 | 0.089396 | -0.01081 | -0.088755 | -0.26699 | -0.23521 | -0.31387
PART Fbis: ADDITIONAL INFORMATION FOR INTERCONNECTORS
Transportable capacity at daytime minimum demand conditions (high wind and high solar conditions)
50 | Simultaneous importable capacity |  | From | 1.684 | 1.684 | 1.684 | 1.684 | 1.684 | 1.684 | 1.434 | 1.434 | 1.434 | 1.434 | 1.484 | 1.484 | 1.484 | 1.484 | 1.534 | 1.534 | 1.534 | 1.534 | 1.734
51 | Simultaneous exportable capacity |  | To | 1.982 | 1.834 | 1.834 | 1.834 | 1.834 | 1.834 | 1.534 | 1.534 | 1.534 | 1.534 | 1.584 | 1.584 | 1.584 | 1.584 | 1.834 | 1.834 | 1.834 | 1.834 | 1.934

## BE
Winter Outlook Report 2019/2020
| Power Data (all entries are assumed to be >0) |  |  |  |  | BE | [6 empty] | Heating if temperature below: | 17.1 |  |  |  | Cooling if temperature above: | 22.1214
| (Net values in GW, at a synchronous time every week) |  |  |  |  | Belgium | [6 empty] | Heating saturation temperature: | -16 |  |  |  | Cooling saturation temperature: | not detected
[13 empty] | Temperature sensitivity in heating [MW/ ͦC] | -119.5 |  |  |  | Temperature sensitivity in cooling [MW/ ͦC] | 55.4254
| The peak dates are related to Wednesday of each week |  |  | 2019-11-27 | 2019-12-04 | 2019-12-11 | 2019-12-18 | 2019-12-24 | 2019-12-31 | 2020-01-08 | 2020-01-15 | 2020-01-22 | 2020-01-29 | 2020-02-05 | 2020-02-12 | 2020-02-19 | 2020-02-26 | 2020-03-04 | 2020-03-11 | 2020-03-18 | 2020-03-25 | 2020-04-01
| WEEK |  |  | 48 | 49 | 50 | 51 | 52 | 1 | 2 | 3 | 4 | 5 | 6 | 7 | 8 | 9 | 10 | 11 | 12 | 13 | 14
| Time (CET for winter, but CEST last week; CEST for summer) |  |  | 19:00 | 19:00 | 19:00 | 19:00 | 19:00 | 19:00 | 19:00 | 19:00 | 19:00 | 19:00 | 19:00 | 19:00 | 19:00 | 19:00 | 19:00 | 19:00 | 19:00 | 19:00 | 19:00
Line | PART A : INDIGENOUS NATIONAL GENERATION | Severe conditions Average Forced Outage Rate | Normal conditions Average Forced Outage Rate
Net generating capacity:
1 | Nuclear Power | 9% | 3% | 5.92 | 5.92 | 5.92 | 5.92 | 5.92 | 5.92 | 5.92 | 5.92 | 5.92 | 5.92 | 5.92 | 5.92 | 5.92 | 5.92 | 5.92 | 5.92 | 5.92 | 5.92 | 5.92
2 | Fossil Fuels |  |  | 7 | 7 | 7 | 7 | 7 | 7 | 7 | 7 | 7 | 7 | 7 | 7 | 7 | 7 | 7 | 7 | 7 | 7 | 7
2a | of which Lignite | 0% | 0% | 0 | 0 | 0 | 0 | 0 | 0 | 0 | 0 | 0 | 0 | 0 | 0 | 0 | 0 | 0 | 0 | 0 | 0 | 0
2b | of which Hard Coal | 17% | 9% | 0 | 0 | 0 | 0 | 0 | 0 | 0 | 0 | 0 | 0 | 0 | 0 | 0 | 0 | 0 | 0 | 0 | 0 | 0
2c | of which Gas | 16% | 8% | 6.82 | 6.82 | 6.82 | 6.82 | 6.82 | 6.82 | 6.82 | 6.82 | 6.82 | 6.82 | 6.82 | 6.82 | 6.82 | 6.82 | 6.82 | 6.82 | 6.82 | 6.82 | 6.82
2d | of which Oil | 12% | 6% | 0.18 | 0.18 | 0.18 | 0.18 | 0.18 | 0.18 | 0.18 | 0.18 | 0.18 | 0.18 | 0.18 | 0.18 | 0.18 | 0.18 | 0.18 | 0.18 | 0.18 | 0.18 | 0.18
2e | of which Oil Shale | 0% | 0% | 0 | 0 | 0 | 0 | 0 | 0 | 0 | 0 | 0 | 0 | 0 | 0 | 0 | 0 | 0 | 0 | 0 | 0 | 0
2f | of which Fossil Peat | 0% | 0% | 0 | 0 | 0 | 0 | 0 | 0 | 0 | 0 | 0 | 0 | 0 | 0 | 0 | 0 | 0 | 0 | 0 | 0 | 0
3 | Renewable Energy Sources (other than hydro) |  |  | 9.69 | 9.83 | 9.83 | 9.83 | 9.83 | 9.92 | 9.92 | 9.92 | 9.92 | 9.92 | 10 | 10 | 10 | 10 | 10.24 | 10.24 | 10.24 | 10.24 | 10.49
3a | of which onshore wind | 0% | 0% | 2.49 | 2.51 | 2.51 | 2.51 | 2.51 | 2.54 | 2.54 | 2.54 | 2.54 | 2.54 | 2.56 | 2.56 | 2.56 | 2.56 | 2.58 | 2.58 | 2.58 | 2.58 | 2.6
3b | of which offshore wind | 0% | 0% | 1.68 | 1.76 | 1.76 | 1.76 | 1.76 | 1.76 | 1.76 | 1.76 | 1.76 | 1.76 | 1.76 | 1.76 | 1.76 | 1.76 | 1.93 | 1.93 | 1.93 | 1.93 | 2.1
3c | of which Solar (PV) | 0% | 0% | 4.39 | 4.43 | 4.43 | 4.43 | 4.43 | 4.49 | 4.49 | 4.49 | 4.49 | 4.49 | 4.54 | 4.54 | 4.54 | 4.54 | 4.59 | 4.59 | 4.59 | 4.59 | 4.65
3d | of which Biomass | 0% | 0% | 1.13 | 1.13 | 1.13 | 1.13 | 1.13 | 1.13 | 1.13 | 1.13 | 1.13 | 1.13 | 1.14 | 1.14 | 1.14 | 1.14 | 1.14 | 1.14 | 1.14 | 1.14 | 1.14
3e | of which other RES (e.g. tidal, wave, geothermal, RES waste, CSP) | 0% | 0% | 0 | 0 | 0 | 0 | 0 | 0 | 0 | 0 | 0 | 0 | 0 | 0 | 0 | 0 | 0 | 0 | 0 | 0 | 0
4a | Hydro Run of River and Reservoir | 14% | 5% | 0.12 | 0.12 | 0.12 | 0.12 | 0.12 | 0.12 | 0.12 | 0.12 | 0.12 | 0.12 | 0.12 | 0.12 | 0.12 | 0.12 | 0.12 | 0.12 | 0.12 | 0.12 | 0.12
4b | Hydro pumping | 14% | 5% | 1.31 | 1.31 | 1.31 | 1.31 | 1.31 | 1.31 | 1.31 | 1.31 | 1.31 | 1.31 | 1.31 | 1.31 | 1.31 | 1.31 | 1.31 | 1.31 | 1.31 | 1.31 | 1.31
5 | Other non-RES (e.g. CHP non-renewable, waste non-renewable) | 0% | 0% | 0 | 0 | 0 | 0 | 0 | 0 | 0 | 0 | 0 | 0 | 0 | 0 | 0 | 0 | 0 | 0 | 0 | 0 | 0
6 | Total Net generating capacity (6 = 1+2+3+4a+4b+5) |  |  | 24.04 | 24.18 | 24.18 | 24.18 | 24.18 | 24.27 | 24.27 | 24.27 | 24.27 | 24.27 | 24.35 | 24.35 | 24.35 | 24.35 | 24.59 | 24.59 | 24.59 | 24.59 | 24.84
7 | Maintenance & Overhauls (planned outages) |  |  | 0.87 | 0.87 | 0.87 | 0.87 | 0.87 | 1.83 | 1.83 | 1.83 | 1.83 | 1.83 | 1.83 | 1.83 | 1.83 | 1.83 | 1.83 | 1.83 | 2.04 | 1.83 | 1.83
7a | Nuclear Power |  |  | 0.87 | 0.87 | 0.87 | 0.87 | 0.87 | 1.83 | 1.83 | 1.83 | 1.83 | 1.83 | 1.83 | 1.83 | 1.83 | 1.83 | 1.83 | 1.83 | 1.83 | 1.83 | 1.83
7b | Lignite |  |  | 0 | 0 | 0 | 0 | 0 | 0 | 0 | 0 | 0 | 0 | 0 | 0 | 0 | 0 | 0 | 0 | 0 | 0 | 0
7c | Hard Coal |  |  | 0 | 0 | 0 | 0 | 0 | 0 | 0 | 0 | 0 | 0 | 0 | 0 | 0 | 0 | 0 | 0 | 0 | 0 | 0
7d | Gas |  |  | 0 | 0 | 0 | 0 | 0 | 0 | 0 | 0 | 0 | 0 | 0 | 0 | 0 | 0 | 0 | 0 | 0 | 0 | 0
7e | Oil |  |  | 0 | 0 | 0 | 0 | 0 | 0 | 0 | 0 | 0 | 0 | 0 | 0 | 0 | 0 | 0 | 0 | 0 | 0 | 0
7f | Oil Shale |  |  | 0 | 0 | 0 | 0 | 0 | 0 | 0 | 0 | 0 | 0 | 0 | 0 | 0 | 0 | 0 | 0 | 0 | 0 | 0
7g | Fossil Peat |  |  | 0 | 0 | 0 | 0 | 0 | 0 | 0 | 0 | 0 | 0 | 0 | 0 | 0 | 0 | 0 | 0 | 0 | 0 | 0
7h | Onshore Wind |  |  | 0 | 0 | 0 | 0 | 0 | 0 | 0 | 0 | 0 | 0 | 0 | 0 | 0 | 0 | 0 | 0 | 0 | 0 | 0
7i | Offshore Wind |  |  | 0 | 0 | 0 | 0 | 0 | 0 | 0 | 0 | 0 | 0 | 0 | 0 | 0 | 0 | 0 | 0 | 0 | 0 | 0
7j | Solar (PV) |  |  | 0 | 0 | 0 | 0 | 0 | 0 | 0 | 0 | 0 | 0 | 0 | 0 | 0 | 0 | 0 | 0 | 0 | 0 | 0
7k | Biomass |  |  | 0 | 0 | 0 | 0 | 0 | 0 | 0 | 0 | 0 | 0 | 0 | 0 | 0 | 0 | 0 | 0 | 0.21 | 0 | 0
7l | other RES (apart from hydro, including tidal, wave, geothermal, waste renewable, CSP,…) |  |  | 0 | 0 | 0 | 0 | 0 | 0 | 0 | 0 | 0 | 0 | 0 | 0 | 0 | 0 | 0 | 0 | 0 | 0 | 0
7m | Hydro Run of River and Reservoir |  |  | 0 | 0 | 0 | 0 | 0 | 0 | 0 | 0 | 0 | 0 | 0 | 0 | 0 | 0 | 0 | 0 | 0 | 0 | 0
7n | Hydro pumping |  |  | 0 | 0 | 0 | 0 | 0 | 0 | 0 | 0 | 0 | 0 | 0 | 0 | 0 | 0 | 0 | 0 | 0 | 0 | 0
7o | Other non-RES (incl. not clearly identifiable energy sources) |  |  | 0 | 0 | 0 | 0 | 0 | 0 | 0 | 0 | 0 | 0 | 0 | 0 | 0 | 0 | 0 | 0 | 0 | 0 | 0
PART B : DATA FOR NORMAL CONDITIONS
8 | Non-usable capacity at reference point (all power stations including mothballed, authorization & technical & legal constraints, energy source unavailability etc. ) |  |  | 7.7385 | 7.8176 | 7.6563 | 7.5265 | 7.4134 | 7.3001 | 7.3711 | 7.3925 | 7.4326 | 7.5263 | 7.7435 | 7.8009 | 7.901 | 8.0075 | 8.231 | 8.2585 | 8.2662 | 8.2726 | 7.5467
8a | of which nuclear |  |  | 0 | 0 | 0 | 0 | 0 | 0 | 0 | 0 | 0 | 0 | 0 | 0 | 0 | 0 | 0 | 0 | 0 | 0 | 0
8b | of which Lignite |  |  | 0 | 0 | 0 | 0 | 0 | 0 | 0 | 0 | 0 | 0 | 0 | 0 | 0 | 0 | 0 | 0 | 0 | 0 | 0
8c | of which Hard Coal |  |  | 0 | 0 | 0 | 0 | 0 | 0 | 0 | 0 | 0 | 0 | 0 | 0 | 0 | 0 | 0 | 0 | 0 | 0 | 0
8d | of which Gas |  |  | 0.33 | 0.34 | 0.34 | 0.34 | 0.34 | 0.32 | 0.32 | 0.32 | 0.32 | 0.32 | 0.33 | 0.33 | 0.33 | 0.33 | 0.34 | 0.34 | 0.34 | 0.34 | 0
8e | of which Oil |  |  | 0 | 0 | 0 | 0 | 0 | 0 | 0 | 0 | 0 | 0 | 0 | 0 | 0 | 0 | 0 | 0 | 0 | 0 | 0
8f | of which Oil Shale |  |  | 0 | 0 | 0 | 0 | 0 | 0 | 0 | 0 | 0 | 0 | 0 | 0 | 0 | 0 | 0 | 0 | 0 | 0 | 0
8g | of which Fossil Peat |  |  | 0 | 0 | 0 | 0 | 0 | 0 | 0 | 0 | 0 | 0 | 0 | 0 | 0 | 0 | 0 | 0 | 0 | 0 | 0
8h | of which onshore wind |  |  | 1.8227 | 1.8151 | 1.7279 | 1.6784 | 1.6336 | 1.6111 | 1.663 | 1.6686 | 1.689 | 1.7413 | 1.8111 | 1.8465 | 1.9076 | 1.9582 | 2.0025 | 2.0169 | 2.0051 | 2.029 | 2.1103
8i | of which offshore wind |  |  | 0.97578 | 1.0226 | 0.94841 | 0.86807 | 0.79981 | 0.67904 | 0.69811 | 0.71385 | 0.73361 | 0.77504 | 0.86232 | 0.8844 | 0.92341 | 0.98147 | 1.1004 | 1.1312 | 1.1749 | 1.1935 | 1.3495
8j | of which Solar |  |  | 4.39 | 4.43 | 4.43 | 4.43 | 4.43 | 4.49 | 4.49 | 4.49 | 4.49 | 4.49 | 4.54 | 4.54 | 4.54 | 4.5378 | 4.5781 | 4.5603 | 4.5362 | 4.5001 | 4.0869
8k | of which Biomass |  |  | 0.14 | 0.15 | 0.15 | 0.15 | 0.15 | 0.14 | 0.14 | 0.14 | 0.14 | 0.14 | 0.15 | 0.15 | 0.15 | 0.15 | 0.15 | 0.15 | 0.15 | 0.15 | 0
8l | of which other RES (apart from hydro) |  |  | 0 | 0 | 0 | 0 | 0 | 0 | 0 | 0 | 0 | 0 | 0 | 0 | 0 | 0 | 0 | 0 | 0 | 0 | 0
8m | Hydro Run of River and Reservoir |  |  | 0.08 | 0.06 | 0.06 | 0.06 | 0.06 | 0.06 | 0.06 | 0.06 | 0.06 | 0.06 | 0.05 | 0.05 | 0.05 | 0.05 | 0.06 | 0.06 | 0.06 | 0.06 | 0
8n | Hydro pumping |  |  | 0 | 0 | 0 | 0 | 0 | 0 | 0 | 0 | 0 | 0 | 0 | 0 | 0 | 0 | 0 | 0 | 0 | 0 | 0
8o | of which other non-RES (incl. not clearly identifiable energy sources) |  |  | 0 | 0 | 0 | 0 | 0 | 0 | 0 | 0 | 0 | 0 | 0 | 0 | 0 | 0 | 0 | 0 | 0 | 0 | 0
9 | Available capacity (9 = 6 - (7 + 8)) |  |  | 15.4315 | 15.4924 | 15.6537 | 15.7835 | 15.8966 | 15.1399 | 15.0689 | 15.0475 | 15.0074 | 14.9137 | 14.7765 | 14.7191 | 14.619 | 14.5125 | 14.529 | 14.5015 | 14.2838 | 14.4874 | 15.4633
10 | Outages: average expected value (all power stations) |  |  | 0.749 | 0.7492 | 0.7492 | 0.7492 | 0.7492 | 0.722 | 0.722 | 0.722 | 0.722 | 0.722 | 0.7217 | 0.7217 | 0.7217 | 0.7217 | 0.7204 | 0.7204 | 0.7204 | 0.7204 | 0.7506
11 | System services reserve (one hour ahead of real time) |  |  | 0.544 | 0.544 | 0.544 | 0.544 | 0.544 | 0.544 | 0.544 | 0.544 | 0.544 | 0.544 | 0.544 | 0.544 | 0.544 | 0.544 | 0.544 | 0.544 | 0.544 | 0.544 | 0.544
12 | Reliably available capacity (12 = 9 - (10 + 11)) |  |  | 14.1385 | 14.1992 | 14.3605 | 14.4903 | 14.6034 | 13.8739 | 13.8029 | 13.7815 | 13.7414 | 13.6477 | 13.5108 | 13.4534 | 13.3533 | 13.2468 | 13.2646 | 13.2371 | 13.0194 | 13.223 | 14.1687
13 | Demand at reference point in time |  |  | 11.5487 | 11.6925 | 11.7906 | 11.5045 | 10.1516 | 10.3549 | 11.8011 | 12.0329 | 12.074 | 12.1194 | 12.1133 | 12.0493 | 11.4666 | 11.4571 | 11.6552 | 11.5906 | 11.3654 | 11.3078 | 10.4782
13b | Population average daily (24h) temperature (degrees Celsius) |  |  | 5.4765 | 4.8056 | 4.3056 | 4.016 | 3.9676 | 4.1847 | 3.4074 | 3.2124 | 3.1411 | 3.1894 | 3.3523 | 3.6239 | 3.9971 | 4.4641 | 4.9328 | 5.5511 | 6.2373 | 6.9814 | 7.7726
14a | Load reduction / demand side response available at reference point in time |  |  | 0 | 0 | 0 | 0 | 0 | 0 | 0 | 0 | 0 | 0 | 0 | 0 | 0 | 0 | 0 | 0 | 0 | 0 | 0
14b | Strategic reserves available at reference point in time |  |  | 0 | 0 | 0 | 0 | 0 | 0 | 0 | 0 | 0 | 0 | 0 | 0 | 0 | 0 | 0 | 0 | 0 | 0 | 0
15 | Net weekly load at reference point in time (15 = 13-14a) |  |  | 11.5487 | 11.6925 | 11.7906 | 11.5045 | 10.1516 | 10.3549 | 11.8011 | 12.0329 | 12.074 | 12.1194 | 12.1133 | 12.0493 | 11.4666 | 11.4571 | 11.6552 | 11.5906 | 11.3654 | 11.3078 | 10.4782
16 | Remaining capacity at reference point in time (16 = 12- 15) |  |  | 2.5898 | 2.5066 | 2.5699 | 2.9858 | 4.4518 | 3.519 | 2.0018 | 1.7486 | 1.6674 | 1.5282 | 1.3975 | 1.4041 | 1.8867 | 1.7897 | 1.6094 | 1.6465 | 1.6539 | 1.9151 | 3.6904
B1 | Weekly peak load (unrestricted reference point in time) |  |  | 12.5512 | 12.6304 | 12.7364 | 12.5325 | 11.0359 | 11.2571 | 12.8563 | 13.0703 | 13.1462 | 13.1956 | 12.9161 | 12.8479 | 12.0243 | 12.0143 | 12.1496 | 12.0823 | 11.738 | 11.6785 | 11.5096
B2 | Daily hour of expected weekly peak load (CET for winter, but CEST for last week; CEST for summer)
PART C : DATA FOR SEVERE CONDITIONS
17 | Non-usable capacity at reference point (all power stations including mothballed, authorization & technical & legal constraints, energy source unavailability etc. ) |  |  | 9.1009 | 9.2227 | 9.2167 | 9.2153 | 9.2125 | 9.3451 | 9.3581 | 9.3612 | 9.3644 | 9.3688 | 9.438 | 9.436 | 9.4377 | 9.4402 | 9.7503 | 9.7507 | 9.7399 | 9.7204 | 9.0816
17a | of which nuclear |  |  | 0 | 0 | 0 | 0 | 0 | 0 | 0 | 0 | 0 | 0 | 0 | 0 | 0 | 0 | 0 | 0 | 0 | 0 | 0
17b | of which Lignite |  |  | 0 | 0 | 0 | 0 | 0 | 0 | 0 | 0 | 0 | 0 | 0 | 0 | 0 | 0 | 0 | 0 | 0 | 0 | 0
17c | of which Hard Coal |  |  | 0 | 0 | 0 | 0 | 0 | 0 | 0 | 0 | 0 | 0 | 0 | 0 | 0 | 0 | 0 | 0 | 0 | 0 | 0
17d | of which Gas |  |  | 0.34 | 0.34 | 0.34 | 0.34 | 0.34 | 0.36 | 0.36 | 0.36 | 0.36 | 0.36 | 0.36 | 0.36 | 0.36 | 0.36 | 0.42 | 0.42 | 0.42 | 0.42 | 0
17e | of which Oil |  |  | 0 | 0 | 0 | 0 | 0 | 0 | 0 | 0 | 0 | 0 | 0 | 0 | 0 | 0 | 0 | 0 | 0 | 0 | 0
17f | of which Oil Shale |  |  | 0 | 0 | 0 | 0 | 0 | 0 | 0 | 0 | 0 | 0 | 0 | 0 | 0 | 0 | 0 | 0 | 0 | 0 | 0
17g | of which Fossil Peat |  |  | 0 | 0 | 0 | 0 | 0 | 0 | 0 | 0 | 0 | 0 | 0 | 0 | 0 | 0 | 0 | 0 | 0 | 0 | 0
17h | of which onshore wind |  |  | 2.4634 | 2.4782 | 2.4728 | 2.4724 | 2.4717 | 2.5058 | 2.516 | 2.5183 | 2.519 | 2.5226 | 2.5411 | 2.5381 | 2.5404 | 2.5419 | 2.5617 | 2.5643 | 2.5639 | 2.5632 | 2.5878
17i | of which offshore wind |  |  | 1.6775 | 1.7544 | 1.7539 | 1.7529 | 1.7508 | 1.7493 | 1.752 | 1.7528 | 1.7554 | 1.7562 | 1.7569 | 1.7579 | 1.7573 | 1.7582 | 1.9286 | 1.9292 | 1.9299 | 1.9299 | 2.1
17j | of which Solar |  |  | 4.39 | 4.43 | 4.43 | 4.43 | 4.43 | 4.49 | 4.49 | 4.49 | 4.49 | 4.49 | 4.54 | 4.54 | 4.54 | 4.54 | 4.5899 | 4.5871 | 4.576 | 4.5573 | 4.3938
17k | of which Biomass |  |  | 0.15 | 0.15 | 0.15 | 0.15 | 0.15 | 0.16 | 0.16 | 0.16 | 0.16 | 0.16 | 0.16 | 0.16 | 0.16 | 0.16 | 0.18 | 0.18 | 0.18 | 0.18 | 0
17l | of which other RES (apart from hydro) |  |  | 0 | 0 | 0 | 0 | 0 | 0 | 0 | 0 | 0 | 0 | 0 | 0 | 0 | 0 | 0 | 0 | 0 | 0 | 0
17m | Hydro Run of River and Reservoir |  |  | 0.08 | 0.07 | 0.07 | 0.07 | 0.07 | 0.08 | 0.08 | 0.08 | 0.08 | 0.08 | 0.08 | 0.08 | 0.08 | 0.08 | 0.07 | 0.07 | 0.07 | 0.07 | 0
17n | Hydro pumping |  |  | 0 | 0 | 0 | 0 | 0 | 0 | 0 | 0 | 0 | 0 | 0 | 0 | 0 | 0 | 0 | 0 | 0 | 0 | 0
17o | of which other non-RES (incl. not clearly identifiable energy sources) |  |  | 0 | 0 | 0 | 0 | 0 | 0 | 0 | 0 | 0 | 0 | 0 | 0 | 0 | 0 | 0 | 0 | 0 | 0 | 0
18 | Available capacity (18 = 6 - (7 + 17)) |  |  | 14.0691 | 14.0873 | 14.0933 | 14.0947 | 14.0975 | 13.0949 | 13.0819 | 13.0788 | 13.0756 | 13.0712 | 13.082 | 13.084 | 13.0823 | 13.0798 | 13.0097 | 13.0093 | 12.8101 | 13.0396 | 13.9284
19 | Outages: average expected value (all power stations) under SEVERE conditions |  |  | 1.7019 | 1.7033 | 1.7033 | 1.7033 | 1.7033 | 1.6123 | 1.6123 | 1.6123 | 1.6123 | 1.6123 | 1.6123 | 1.6123 | 1.6123 | 1.6123 | 1.6041 | 1.6041 | 1.6041 | 1.6041 | 1.6811
20 | System services reserve (one hour ahead of real time) under SEVERE conditions |  |  | 0.544 | 0.544 | 0.544 | 0.544 | 0.544 | 0.544 | 0.544 | 0.544 | 0.544 | 0.544 | 0.544 | 0.544 | 0.544 | 0.544 | 0.544 | 0.544 | 0.544 | 0.544 | 0.544
21 | Reliably available capacity under SEVERE conditions (21 = 18 - (19 + 20)) |  |  | 11.8232 | 11.84 | 11.846 | 11.8474 | 11.8502 | 10.9386 | 10.9256 | 10.9225 | 10.9193 | 10.9149 | 10.9257 | 10.9277 | 10.926 | 10.9235 | 10.8616 | 10.8612 | 10.662 | 10.8915 | 11.7033
22 | Demand at reference point in time under SEVERE conditions (one in 20 year) |  |  | 12.2241 | 12.4083 | 12.5064 | 12.2203 | 10.8674 | 11.0707 | 12.6318 | 12.8637 | 12.9048 | 12.9501 | 12.8594 | 12.7954 | 12.2127 | 12.2032 | 12.3297 | 12.2652 | 12.04 | 11.9824 | 11.0657
23a | Load reduction / demand side response available at reference point in time under SEVERE conditions |  |  | 0 | 0 | 0 | 0 | 0 | 0 | 0 | 0 | 0 | 0 | 0 | 0 | 0 | 0 | 0 | 0 | 0 | 0 | 0
23b | Strategic reserves available at reference point in time under SEVERE conditions |  |  | 0 | 0 | 0 | 0 | 0 | 0 | 0 | 0 | 0 | 0 | 0 | 0 | 0 | 0 | 0 | 0 | 0 | 0 | 0
24 | Net weekly peak load for SEVERE conditions (24 = 22-23a) |  |  | 12.2241 | 12.4083 | 12.5064 | 12.2203 | 10.8674 | 11.0707 | 12.6318 | 12.8637 | 12.9048 | 12.9501 | 12.8594 | 12.7954 | 12.2127 | 12.2032 | 12.3297 | 12.2652 | 12.04 | 11.9824 | 11.0657
25 | Remaining capacity for SEVERE conditions (25 = 21-24) |  |  | -0.40097 | -0.56826 | -0.66032 | -0.37291 | 0.98286 | -0.13208 | -1.7062 | -1.9411 | -1.9854 | -2.0353 | -1.9337 | -1.8677 | -1.2867 | -1.2796 | -1.4681 | -1.4039 | -1.3779 | -1.0909 | 0.63759
C1 | Weekly peak load under SEVERE conditions (unrestricted reference point in time) |  |  | 13.2266 | 13.3462 | 13.4521 | 13.2482 | 11.7517 | 11.9729 | 13.687 | 13.9011 | 13.9769 | 14.0263 | 13.6622 | 13.5939 | 12.7704 | 12.7604 | 12.8241 | 12.7568 | 12.4125 | 12.353 | 12.0971
C2 | Daily hour of expected weekly peak load (CET for winter, but CEST for last week; CEST for summer)
PART D: ADDITIONAL INFORMATION FOR INTERCONNECTORS (at synchronous peak)
31 | Simultaneous importable capacity |  | From | 3.449 | 3.449 | 3.449 | 3.449 | 3.449 | 3.449 | 3.449 | 3.449 | 3.449 | 3.449 | 3.449 | 3.449 | 3.449 | 3.449 | 3.449 | 3.449 | 3.449 | 3.449 | 3.449
32 | Simultaneous exportable capacity |  | To | 2.378 | 2.378 | 2.378 | 2.378 | 2.378 | 2.378 | 2.378 | 2.378 | 2.378 | 2.378 | 2.378 | 2.378 | 2.378 | 2.378 | 2.378 | 2.378 | 2.378 | 2.378 | 2.378
| The off-peak dates are related to Sunday of each week |  |  | 2019-12-01 | 2019-12-08 | 2019-12-15 | 2019-12-22 | 2019-12-29 | 2020-01-05 | 2020-01-12 | 2020-01-19 | 2020-01-26 | 2020-02-02 | 2020-02-09 | 2020-02-16 | 2020-02-23 | 2020-03-01 | 2020-03-08 | 2020-03-15 | 2020-03-22 | 2020-03-29 | 2020-04-05
| WEEK |  |  | 48 | 49 | 50 | 51 | 52 | 1 | 2 | 3 | 4 | 5 | 6 | 7 | 8 | 9 | 10 | 11 | 12 | 13 | 14
| Time (CET for winter, but CEST for last week of winter; CEST for summer) |  |  | 5:00 | 5:00 | 5:00 | 5:00 | 5:00 | 5:00 | 5:00 | 5:00 | 5:00 | 5:00 | 5:00 | 5:00 | 5:00 | 5:00 | 5:00 | 5:00 | 5:00 | 5:00 | 5:00
PART E: ADDITIONAL INFORMATION FOR NIGHT MIN DEMAND CONDITIONS
33 | Weekly Minimum Demand (overnight valley minimum) |  |  | 8.3729 | 8.3757 | 8.446 | 8.7002 | 8.1231 | 8.1588 | 8.9384 | 8.9803 | 8.9727 | 8.9863 | 8.9907 | 8.5625 | 8.5129 | 8.5953 | 8.527 | 8.4797 | 8.1911 | 8.6457 | 8.8738
34 | Must Run Generation (excluding wind/run of river) |  |  | 6.89 | 6.93 | 6.93 | 6.93 | 6.93 | 6.11 | 6.11 | 6.11 | 6.11 | 6.11 | 6.13 | 6.13 | 6.13 | 6.13 | 6.1 | 6.1 | 5.89 | 6.1 | 5.94
35 | Run of river generation (Must Run) |  |  | 0.04 | 0.05 | 0.05 | 0.05 | 0.05 | 0.07 | 0.07 | 0.07 | 0.07 | 0.07 | 0.06 | 0.06 | 0.06 | 0.06 | 0.06 | 0.06 | 0.06 | 0.06 | 0.04
36 | Downward balancing reserves (FCR, FRR) |  |  | 0.15 | 0.15 | 0.15 | 0.15 | 0.15 | 0.15 | 0.15 | 0.15 | 0.15 | 0.15 | 0.15 | 0.15 | 0.15 | 0.15 | 0.15 | 0.15 | 0.15 | 0.15 | 0.15
37 | Pumping Storage Capacity available (Power) |  |  | 1.31 | 1.31 | 1.31 | 1.31 | 1.31 | 1.31 | 1.31 | 1.31 | 1.31 | 1.31 | 1.31 | 1.31 | 1.31 | 1.31 | 1.31 | 1.31 | 1.31 | 1.31 | 1.31
38a | Highest expected onshore wind generation running |  |  | 2.3185 | 2.3555 | 2.3571 | 2.369 | 2.3684 | 2.3949 | 2.401 | 2.4026 | 2.4062 | 2.4065 | 2.4232 | 2.416 | 2.3997 | 2.376 | 2.3704 | 2.2997 | 2.2378 | 2.2086 | 2.1263
38b | Highest expected offshore wind generation running |  |  | 1.596 | 1.672 | 1.672 | 1.672 | 1.672 | 1.672 | 1.672 | 1.672 | 1.672 | 1.672 | 1.672 | 1.672 | 1.672 | 1.672 | 1.8335 | 1.8335 | 1.8335 | 1.8335 | 1.995
39 | DOWNWARD REGULATION CAPABILITIES: 39 = (33+37)-(34+35+36+38a+38b)) |  |  | -1.3116 | -1.4718 | -1.4032 | -1.1608 | -1.7373 | -0.9281 | -0.15456 | -0.11429 | -0.12553 | -0.11211 | -0.13451 | -0.55547 | -0.58881 | -0.48269 | -0.67689 | -0.65351 | -0.67023 | -0.39638 | -0.067515
PART Ebis: ADDITIONAL INFORMATION FOR INTERCONNECTORS
Transportable capacity at night minimum demand conditions (high wind conditions)
40 | Simultaneous importable capacity |  | From | 3.449 | 3.449 | 3.449 | 3.449 | 3.449 | 3.449 | 3.449 | 3.449 | 3.449 | 3.449 | 3.449 | 3.449 | 3.449 | 3.449 | 3.449 | 3.449 | 3.449 | 3.449 | 3.449
41 | Simultaneous exportable capacity |  | To | 2.378 | 2.378 | 2.378 | 2.378 | 2.378 | 2.378 | 2.378 | 2.378 | 2.378 | 2.378 | 2.378 | 2.378 | 2.378 | 2.378 | 2.378 | 2.378 | 2.378 | 2.378 | 2.378
| Time (CET for winter, but CEST for last week of winter; CEST for summer) |  |  | 11:00 | 11:00 | 11:00 | 11:00 | 11:00 | 11:00 | 11:00 | 11:00 | 11:00 | 11:00 | 11:00 | 11:00 | 11:00 | 11:00 | 11:00 | 11:00 | 11:00 | 11:00 | 11:00
PART F: ADDITIONAL INFORMATION FOR DAYTIME MIN DEMAND CONDITIONS
42 | Weekly Minimum Daytime Demand (Sunday low peak + solar) |  |  | 10.7563 | 10.7599 | 10.8501 | 10.3826 | 10.1448 | 10.2566 | 11.0563 | 10.7952 | 10.7861 | 10.7865 | 10.7917 | 10.0225 | 9.9644 | 10.0937 | 10.0135 | 9.958 | 9.728 | 9.2471 | 8.7077
43 | Must Run Generation (excluding wind/PV/run of river) |  |  | 7.18 | 7.19 | 7.19 | 7.19 | 7.19 | 6.32 | 6.32 | 6.32 | 6.32 | 6.32 | 6.29 | 6.29 | 6.29 | 6.29 | 6.27 | 6.27 | 6.06 | 6.27 | 6.19
44 | Run of river generation (Must Run) |  |  | 0.04 | 0.05 | 0.05 | 0.05 | 0.05 | 0.07 | 0.07 | 0.07 | 0.07 | 0.07 | 0.07 | 0.07 | 0.07 | 0.07 | 0.06 | 0.06 | 0.06 | 0.06 | 0.03
45 | Downward balancing reserves (FCR, FRR) |  |  | 0.15 | 0.15 | 0.15 | 0.15 | 0.15 | 0.15 | 0.15 | 0.15 | 0.15 | 0.15 | 0.15 | 0.15 | 0.15 | 0.15 | 0.15 | 0.15 | 0.15 | 0.15 | 0.15
46 | Pumping Storage Capacity available (Power) |  |  | 1.31 | 1.31 | 1.31 | 1.31 | 1.31 | 1.31 | 1.31 | 1.31 | 1.31 | 1.31 | 1.31 | 1.31 | 1.31 | 1.31 | 1.31 | 1.31 | 1.31 | 1.31 | 1.31
47a | Highest expected onshore wind generation running |  |  | 2.3183 | 2.3549 | 2.3591 | 2.3692 | 2.373 | 2.3969 | 2.4004 | 2.4001 | 2.4011 | 2.4012 | 2.417 | 2.4088 | 2.3874 | 2.3622 | 2.3631 | 2.3167 | 2.2708 | 2.2315 | 2.1063
47b | Highest expected offshore wind generation running |  |  | 1.596 | 1.672 | 1.672 | 1.672 | 1.672 | 1.672 | 1.672 | 1.672 | 1.672 | 1.672 | 1.672 | 1.672 | 1.672 | 1.672 | 1.8335 | 1.8335 | 1.8335 | 1.8335 | 1.995
48 | Highest expected solar PV running |  |  | 1.0097 | 0.98118 | 0.92271 | 0.87269 | 0.85259 | 0.8674 | 0.89127 | 1.0085 | 1.1086 | 1.2563 | 1.3832 | 1.4451 | 1.5942 | 1.7235 | 1.8357 | 1.9285 | 2.0492 | 2.1345 | 1.754
49 | DOWNWARD REGULATION CAPABILITIES: 49 = (42+46)-(43+44+45+47a+47b+48a+48b) |  |  | -0.22768 | -0.32816 | -0.18372 | -0.6113 | -0.83285 | 0.090256 | 0.86267 | 0.48458 | 0.37438 | 0.22698 | 0.11947 | -0.70333 | -0.88921 | -0.86406 | -1.1888 | -1.2908 | -1.3855 | -2.1224 | -2.2076
PART Fbis: ADDITIONAL INFORMATION FOR INTERCONNECTORS
Transportable capacity at daytime minimum demand conditions (high wind and high solar conditions)
50 | Simultaneous importable capacity |  | From | 3.449 | 3.449 | 3.449 | 3.449 | 3.449 | 3.449 | 3.449 | 3.449 | 3.449 | 3.449 | 3.449 | 3.449 | 3.449 | 3.449 | 3.449 | 3.449 | 3.449 | 3.449 | 3.449
51 | Simultaneous exportable capacity |  | To | 2.378 | 2.378 | 2.378 | 2.378 | 2.378 | 2.378 | 2.378 | 2.378 | 2.378 | 2.378 | 2.378 | 2.378 | 2.378 | 2.378 | 2.378 | 2.378 | 2.378 | 2.378 | 2.378

## BA
Winter Outlook Report 2019/2020
| Power Data (all entries are assumed to be >0) |  |  |  |  | BA | [6 empty] | Heating if temperature below: | 15.5 |  |  |  | Cooling if temperature above: | 20.5061
| (Net values in GW, at a synchronous time every week) |  |  |  |  | Bosnia and Herzegovina | [6 empty] | Heating saturation temperature: | -3.6 |  |  |  | Cooling saturation temperature: | not detected
[13 empty] | Temperature sensitivity in heating [MW/ ͦC] | -20 |  |  |  | Temperature sensitivity in cooling [MW/ ͦC] | 20.8471
| The peak dates are related to Wednesday of each week |  |  | 2019-11-27 | 2019-12-04 | 2019-12-11 | 2019-12-18 | 2019-12-24 | 2019-12-31 | 2020-01-08 | 2020-01-15 | 2020-01-22 | 2020-01-29 | 2020-02-05 | 2020-02-12 | 2020-02-19 | 2020-02-26 | 2020-03-04 | 2020-03-11 | 2020-03-18 | 2020-03-25 | 2020-04-01
| WEEK |  |  | 48 | 49 | 50 | 51 | 52 | 1 | 2 | 3 | 4 | 5 | 6 | 7 | 8 | 9 | 10 | 11 | 12 | 13 | 14
| Time (CET for winter, but CEST last week; CEST for summer) |  |  | 19:00 | 19:00 | 19:00 | 19:00 | 19:00 | 19:00 | 19:00 | 19:00 | 19:00 | 19:00 | 19:00 | 19:00 | 19:00 | 19:00 | 19:00 | 19:00 | 19:00 | 19:00 | 19:00
Line | PART A : INDIGENOUS NATIONAL GENERATION | Severe conditions Average Forced Outage Rate | Normal conditions Average Forced Outage Rate
Net generating capacity:
1 | Nuclear Power | 5% | 5%
2 | Fossil Fuels |  |  | 1.88 | 1.88 | 1.88 | 1.88 | 1.88 | 1.88 | 1.88 | 1.88 | 1.88 | 1.88 | 1.88 | 1.88 | 1.88 | 1.88 | 1.88 | 1.88 | 1.88 | 1.88 | 1.88
2a | of which Lignite | 9% | 9% | 1.88 | 1.88 | 1.88 | 1.88 | 1.88 | 1.88 | 1.88 | 1.88 | 1.88 | 1.88 | 1.88 | 1.88 | 1.88 | 1.88 | 1.88 | 1.88 | 1.88 | 1.88 | 1.88
2b | of which Hard Coal | 9% | 9%
2c | of which Gas | 7% | 7%
2d | of which Oil | 9% | 9%
2e | of which Oil Shale | 8.75% | 8.75%
2f | of which Fossil Peat | 8.75% | 8.75%
3 | Renewable Energy Sources (other than hydro) |  |  | 0.086 | 0.086 | 0.086 | 0.086 | 0.086 | 0.086 | 0.086 | 0.086 | 0.086 | 0.086 | 0.086 | 0.086 | 0.086 | 0.086 | 0.086 | 0.086 | 0.086 | 0.086 | 0.086
3a | of which onshore wind | 0% | 0% | 0.086 | 0.086 | 0.086 | 0.086 | 0.086 | 0.086 | 0.086 | 0.086 | 0.086 | 0.086 | 0.086 | 0.086 | 0.086 | 0.086 | 0.086 | 0.086 | 0.086 | 0.086 | 0.086
3b | of which offshore wind | 0% | 0%
3c | of which Solar (PV) | 0% | 0%
3d | of which Biomass | 0% | 0%
3e | of which other RES (e.g. tidal, wave, geothermal, RES waste, CSP) | 0% | 0%
4a | Hydro Run of River and Reservoir | 0% | 0% | 1.66 | 1.66 | 1.66 | 1.66 | 1.66 | 1.66 | 1.66 | 1.66 | 1.66 | 1.66 | 1.66 | 1.66 | 1.66 | 1.66 | 1.66 | 1.66 | 1.66 | 1.66 | 1.66
4b | Hydro pumping | 0% | 0% | 0.44 | 0.44 | 0.44 | 0.44 | 0.44 | 0.44 | 0.44 | 0.44 | 0.44 | 0.44 | 0.44 | 0.44 | 0.44 | 0.44 | 0.44 | 0.44 | 0.44 | 0.44 | 0.44
5 | Other non-RES (e.g. CHP non-renewable, waste non-renewable) | 0% | 0%
6 | Total Net generating capacity (6 = 1+2+3+4a+4b+5) |  |  | 4.066 | 4.066 | 4.066 | 4.066 | 4.066 | 4.066 | 4.066 | 4.066 | 4.066 | 4.066 | 4.066 | 4.066 | 4.066 | 4.066 | 4.066 | 4.066 | 4.066 | 4.066 | 4.066
7 | Maintenance & Overhauls (planned outages) |  |  | 0.2 | 0.2 | 0.2 | 0.2 | 0.2 | 0.2 | 0.2 | 0.2 | 0.2 | 0.2 | 0.2 | 0.2 | 0.2 | 0.2 | 0.2 | 0.2 | 0.2 | 0.2 | 0.2
7a | Nuclear Power
7b | Lignite |  |  | 0.2 | 0.2 | 0.2 | 0.2 | 0.2 | 0.2 | 0.2 | 0.2 | 0.2 | 0.2 | 0.2 | 0.2 | 0.2 | 0.2 | 0.2 | 0.2 | 0.2 | 0.2 | 0.2
7c | Hard Coal
7d | Gas
7e | Oil
7f | Oil Shale
7g | Fossil Peat
7h | Onshore Wind
7i | Offshore Wind
7j | Solar (PV)
7k | Biomass
7l | other RES (apart from hydro, including tidal, wave, geothermal, waste renewable, CSP,…)
7m | Hydro Run of River and Reservoir
7n | Hydro pumping
7o | Other non-RES (incl. not clearly identifiable energy sources)
PART B : DATA FOR NORMAL CONDITIONS
8 | Non-usable capacity at reference point (all power stations including mothballed, authorization & technical & legal constraints, energy source unavailability etc. ) |  |  | 0.26948 | 0.26849 | 0.26638 | 0.26481 | 0.26543 | 0.26631 | 0.26671 | 0.26646 | 0.26571 | 0.26405 | 0.26461 | 0.26571 | 0.26564 | 0.26747 | 0.26836 | 0.26894 | 0.2706 | 0.27123 | 0.27257
8a | of which nuclear
8b | of which Lignite |  |  | 0.2 | 0.2 | 0.2 | 0.2 | 0.2 | 0.2 | 0.2 | 0.2 | 0.2 | 0.2 | 0.2 | 0.2 | 0.2 | 0.2 | 0.2 | 0.2 | 0.2 | 0.2 | 0.2
8c | of which Hard Coal
8d | of which Gas
8e | of which Oil
8f | of which Oil Shale
8g | of which Fossil Peat
8h | of which onshore wind |  |  | 0.069477 | 0.068486 | 0.066379 | 0.064815 | 0.065432 | 0.066312 | 0.066714 | 0.066463 | 0.065713 | 0.064046 | 0.064606 | 0.06571 | 0.065641 | 0.067472 | 0.068361 | 0.068937 | 0.070603 | 0.07123 | 0.072567
8i | of which offshore wind |  |  | 0 | 0 | 0 | 0 | 0 | 0 | 0 | 0 | 0 | 0 | 0 | 0 | 0 | 0 | 0 | 0 | 0 | 0 | 0
8j | of which Solar |  |  | 0 | 0 | 0 | 0 | 0 | 0 | 0 | 0 | 0 | 0 | 0 | 0 | 0 | 0 | 0 | 0 | 0 | 0 | 0
8k | of which Biomass
8l | of which other RES (apart from hydro)
8m | Hydro Run of River and Reservoir
8n | Hydro pumping
8o | of which other non-RES (incl. not clearly identifiable energy sources)
9 | Available capacity (9 = 6 - (7 + 8)) |  |  | 3.5965 | 3.5975 | 3.5996 | 3.6012 | 3.6006 | 3.5997 | 3.5993 | 3.5995 | 3.6003 | 3.602 | 3.6014 | 3.6003 | 3.6004 | 3.5985 | 3.5976 | 3.5971 | 3.5954 | 3.5948 | 3.5934
10 | Outages: average expected value (all power stations) |  |  | 0.1332 | 0.1332 | 0.1332 | 0.1332 | 0.1332 | 0.1332 | 0.1332 | 0.1332 | 0.1332 | 0.1332 | 0.1332 | 0.1332 | 0.1332 | 0.1332 | 0.1332 | 0.1332 | 0.1332 | 0.1332 | 0.1332
11 | System services reserve (one hour ahead of real time) |  |  | 0.25 | 0.25 | 0.25 | 0.25 | 0.25 | 0.25 | 0.25 | 0.25 | 0.25 | 0.25 | 0.25 | 0.25 | 0.25 | 0.25 | 0.25 | 0.25 | 0.25 | 0.25 | 0.25
12 | Reliably available capacity (12 = 9 - (10 + 11)) |  |  | 3.2133 | 3.2143 | 3.2164 | 3.218 | 3.2174 | 3.2165 | 3.2161 | 3.2163 | 3.2171 | 3.2188 | 3.2182 | 3.2171 | 3.2172 | 3.2153 | 3.2144 | 3.2139 | 3.2122 | 3.2116 | 3.2102
13 | Demand at reference point in time |  |  | 1.7 | 1.72 | 1.76 | 1.78 | 1.78 | 1.8 | 1.8 | 1.77 | 1.78 | 1.76 | 1.73 | 1.72 | 1.68 | 1.65 | 1.59 | 1.59 | 1.51 | 1.46 | 1.27
13b | Population average daily (24h) temperature (degrees Celsius) |  |  | 2.4443 | 1.43 | 0.56324 | -0.1243 | -0.54588 | -0.81161 | -0.9224 | -1.104 | -1.1057 | -0.93545 | -0.603 | -0.11944 | 0.50289 | 1.2506 | 1.9805 | 2.9228 | 3.948 | 5.0402 | 6.1835
14a | Load reduction / demand side response available at reference point in time
14b | Strategic reserves available at reference point in time
15 | Net weekly load at reference point in time (15 = 13-14a) |  |  | 1.7 | 1.72 | 1.76 | 1.78 | 1.78 | 1.8 | 1.8 | 1.77 | 1.78 | 1.76 | 1.73 | 1.72 | 1.68 | 1.65 | 1.59 | 1.59 | 1.51 | 1.46 | 1.27
16 | Remaining capacity at reference point in time (16 = 12- 15) |  |  | 1.5133 | 1.4943 | 1.4564 | 1.438 | 1.4374 | 1.4165 | 1.4161 | 1.4463 | 1.4371 | 1.4588 | 1.4882 | 1.4971 | 1.5372 | 1.5653 | 1.6244 | 1.6239 | 1.7022 | 1.7516 | 1.9402
B1 | Weekly peak load (unrestricted reference point in time) |  |  | 1.71 | 1.73 | 1.77 | 1.79 | 1.79 | 1.81 | 1.81 | 1.78 | 1.79 | 1.77 | 1.74 | 1.73 | 1.69 | 1.66 | 1.6 | 1.6 | 1.52 | 1.47 | 1.28
B2 | Daily hour of expected weekly peak load (CET for winter, but CEST for last week; CEST for summer) |  |  | 18:00 | 18:00 | 18:00 | 18:00 | 18:00 | 18:00 | 18:00 | 18:00 | 18:00 | 18:00 | 18:00 | 18:00 | 18:00 | 18:00 | 18:00 | 18:00 | 18:00 | 18:00 | 18:00
PART C : DATA FOR SEVERE CONDITIONS
17 | Non-usable capacity at reference point (all power stations including mothballed, authorization & technical & legal constraints, energy source unavailability etc. ) |  |  | 0.28554 | 0.28548 | 0.28539 | 0.28522 | 0.28524 | 0.28532 | 0.28534 | 0.28534 | 0.28537 | 0.2852 | 0.28515 | 0.28526 | 0.28509 | 0.28515 | 0.28527 | 0.28516 | 0.28523 | 0.28513 | 0.28526
17a | of which nuclear
17b | of which Lignite |  |  | 0.2 | 0.2 | 0.2 | 0.2 | 0.2 | 0.2 | 0.2 | 0.2 | 0.2 | 0.2 | 0.2 | 0.2 | 0.2 | 0.2 | 0.2 | 0.2 | 0.2 | 0.2 | 0.2
17c | of which Hard Coal
17d | of which Gas
17e | of which Oil
17f | of which Oil Shale
17g | of which Fossil Peat
17h | of which onshore wind |  |  | 0.085544 | 0.085476 | 0.085394 | 0.085221 | 0.085237 | 0.085323 | 0.085338 | 0.085336 | 0.085365 | 0.085198 | 0.085147 | 0.085258 | 0.085087 | 0.085154 | 0.085266 | 0.085159 | 0.085227 | 0.085126 | 0.085259
17i | of which offshore wind |  |  | 0 | 0 | 0 | 0 | 0 | 0 | 0 | 0 | 0 | 0 | 0 | 0 | 0 | 0 | 0 | 0 | 0 | 0 | 0
17j | of which Solar |  |  | 0 | 0 | 0 | 0 | 0 | 0 | 0 | 0 | 0 | 0 | 0 | 0 | 0 | 0 | 0 | 0 | 0 | 0 | 0
17k | of which Biomass
17l | of which other RES (apart from hydro)
17m | Hydro Run of River and Reservoir
17n | Hydro pumping
17o | of which other non-RES (incl. not clearly identifiable energy sources)
18 | Available capacity (18 = 6 - (7 + 17)) |  |  | 3.5805 | 3.5805 | 3.5806 | 3.5808 | 3.5808 | 3.5807 | 3.5807 | 3.5807 | 3.5806 | 3.5808 | 3.5809 | 3.5807 | 3.5809 | 3.5808 | 3.5807 | 3.5808 | 3.5808 | 3.5809 | 3.5807
19 | Outages: average expected value (all power stations) under SEVERE conditions |  |  | 0.1332 | 0.1332 | 0.1332 | 0.1332 | 0.1332 | 0.1332 | 0.1332 | 0.1332 | 0.1332 | 0.1332 | 0.1332 | 0.1332 | 0.1332 | 0.1332 | 0.1332 | 0.1332 | 0.1332 | 0.1332 | 0.1332
20 | System services reserve (one hour ahead of real time) under SEVERE conditions |  |  | 0.26 | 0.26 | 0.26 | 0.26 | 0.26 | 0.26 | 0.26 | 0.26 | 0.26 | 0.26 | 0.26 | 0.26 | 0.26 | 0.26 | 0.26 | 0.26 | 0.26 | 0.26 | 0.26
21 | Reliably available capacity under SEVERE conditions (21 = 18 - (19 + 20)) |  |  | 3.1873 | 3.1873 | 3.1874 | 3.1876 | 3.1876 | 3.1875 | 3.1875 | 3.1875 | 3.1874 | 3.1876 | 3.1877 | 3.1875 | 3.1877 | 3.1876 | 3.1875 | 3.1876 | 3.1876 | 3.1877 | 3.1875
22 | Demand at reference point in time under SEVERE conditions (one in 20 year) |  |  | 1.823 | 1.825 | 1.877 | 1.919 | 1.901 | 1.913 | 1.899 | 1.877 | 1.862 | 1.869 | 1.851 | 1.83 | 1.81 | 1.761 | 1.78 | 1.698 | 1.612 | 1.683 | 1.4
23a | Load reduction / demand side response available at reference point in time under SEVERE conditions
23b | Strategic reserves available at reference point in time under SEVERE conditions
24 | Net weekly peak load for SEVERE conditions (24 = 22-23a) |  |  | 1.823 | 1.825 | 1.877 | 1.919 | 1.901 | 1.913 | 1.899 | 1.877 | 1.862 | 1.869 | 1.851 | 1.83 | 1.81 | 1.761 | 1.78 | 1.698 | 1.612 | 1.683 | 1.4
25 | Remaining capacity for SEVERE conditions (25 = 21-24) |  |  | 1.3643 | 1.3623 | 1.3104 | 1.2686 | 1.2866 | 1.2745 | 1.2885 | 1.3105 | 1.3254 | 1.3186 | 1.3367 | 1.3575 | 1.3777 | 1.4266 | 1.4075 | 1.4896 | 1.5756 | 1.5047 | 1.7875
C1 | Weekly peak load under SEVERE conditions (unrestricted reference point in time) |  |  | 1.83 | 1.84 | 1.89 | 1.93 | 1.91 | 1.92 | 1.91 | 1.89 | 1.87 | 1.88 | 1.86 | 1.84 | 1.82 | 1.77 | 1.79 | 1.71 | 1.62 | 1.69 | 1.41
C2 | Daily hour of expected weekly peak load (CET for winter, but CEST for last week; CEST for summer) |  |  | 18:00 | 18:00 | 18:00 | 18:00 | 18:00 | 18:00 | 18:00 | 18:00 | 18:00 | 18:00 | 18:00 | 18:00 | 18:00 | 18:00 | 18:00 | 18:00 | 18:00 | 18:00 | 18:00
PART D: ADDITIONAL INFORMATION FOR INTERCONNECTORS (at synchronous peak)
31 | Simultaneous importable capacity |  | From | 2.1 | 2.1 | 2.1 | 2.1 | 2.1 | 2.1 | 2.1 | 2.1 | 2.1 | 2.1 | 2.1 | 2.1 | 2.1 | 2.1 | 2.1 | 2.1 | 2.1 | 2.1 | 2.1
32 | Simultaneous exportable capacity |  | To | 2.1 | 2.1 | 2.1 | 2.1 | 2.1 | 2.1 | 2.1 | 2.1 | 2.1 | 2.1 | 2.1 | 2.1 | 2.1 | 2.1 | 2.1 | 2.1 | 2.1 | 2.1 | 2.1
| The off-peak dates are related to Sunday of each week |  |  | 2019-12-01 | 2019-12-08 | 2019-12-15 | 2019-12-22 | 2019-12-29 | 2020-01-05 | 2020-01-12 | 2020-01-19 | 2020-01-26 | 2020-02-02 | 2020-02-09 | 2020-02-16 | 2020-02-23 | 2020-03-01 | 2020-03-08 | 2020-03-15 | 2020-03-22 | 2020-03-29 | 2020-04-05
| WEEK |  |  | 48 | 49 | 50 | 51 | 52 | 1 | 2 | 3 | 4 | 5 | 6 | 7 | 8 | 9 | 10 | 11 | 12 | 13 | 14
| Time (CET for winter, but CEST for last week of winter; CEST for summer) |  |  | 5:00 | 5:00 | 5:00 | 5:00 | 5:00 | 5:00 | 5:00 | 5:00 | 5:00 | 5:00 | 5:00 | 5:00 | 5:00 | 5:00 | 5:00 | 5:00 | 5:00 | 5:00 | 5:00
PART E: ADDITIONAL INFORMATION FOR NIGHT MIN DEMAND CONDITIONS
33 | Weekly Minimum Demand (overnight valley minimum) |  |  | 0.835 | 0.875 | 0.854 | 0.871 | 0.865 | 0.879 | 0.883 | 0.862 | 0.894 | 0.893 | 0.864 | 0.884 | 0.867 | 0.865 | 0.836 | 0.84 | 0.822 | 0.801 | 0.785
34 | Must Run Generation (excluding wind/run of river) |  |  | 0.4 | 0.4 | 0.4 | 0.4 | 0.4 | 0.4 | 0.4 | 0.4 | 0.4 | 0.4 | 0.4 | 0.4 | 0.4 | 0.4 | 0.4 | 0.4 | 0.4 | 0.4 | 0.4
35 | Run of river generation (Must Run) |  |  | 0.4 | 0.4 | 0.4 | 0.4 | 0.4 | 0.4 | 0.4 | 0.4 | 0.4 | 0.4 | 0.4 | 0.4 | 0.4 | 0.4 | 0.4 | 0.4 | 0.4 | 0.4 | 0.4
36 | Downward balancing reserves (FCR, FRR) |  |  | 0.26 | 0.26 | 0.26 | 0.26 | 0.26 | 0.26 | 0.26 | 0.26 | 0.26 | 0.26 | 0.26 | 0.26 | 0.26 | 0.26 | 0.26 | 0.26 | 0.26 | 0.26 | 0.26
37 | Pumping Storage Capacity available (Power) |  |  | 0.44 | 0.44 | 0.44 | 0.44 | 0.44 | 0.44 | 0.44 | 0.44 | 0.44 | 0.44 | 0.44 | 0.44 | 0.44 | 0.44 | 0.44 | 0.44 | 0.44 | 0.44 | 0.44
38a | Highest expected onshore wind generation running |  |  | 0.060469 | 0.060611 | 0.061503 | 0.061434 | 0.061444 | 0.060253 | 0.058687 | 0.058762 | 0.05823 | 0.060059 | 0.059695 | 0.058744 | 0.060267 | 0.058431 | 0.056927 | 0.058075 | 0.058076 | 0.057417 | 0.057559
38b | Highest expected offshore wind generation running |  |  | 0 | 0 | 0 | 0 | 0 | 0 | 0 | 0 | 0 | 0 | 0 | 0 | 0 | 0 | 0 | 0 | 0 | 0 | 0
39 | DOWNWARD REGULATION CAPABILITIES: 39 = (33+37)-(34+35+36+38a+38b)) |  |  | 0.15453 | 0.19439 | 0.1725 | 0.18957 | 0.18356 | 0.19875 | 0.20431 | 0.18324 | 0.21577 | 0.21294 | 0.1843 | 0.20526 | 0.18673 | 0.18657 | 0.15907 | 0.16193 | 0.14392 | 0.12358 | 0.10744
PART Ebis: ADDITIONAL INFORMATION FOR INTERCONNECTORS
Transportable capacity at night minimum demand conditions (high wind conditions)
40 | Simultaneous importable capacity |  | From | 2.1 | 2.1 | 2.1 | 2.1 | 2.1 | 2.1 | 2.1 | 2.1 | 2.1 | 2.1 | 2.1 | 2.1 | 2.1 | 2.1 | 2.1 | 2.1 | 2.1 | 2.1 | 2.1
41 | Simultaneous exportable capacity |  | To | 2.1 | 2.1 | 2.1 | 2.1 | 2.1 | 2.1 | 2.1 | 2.1 | 2.1 | 2.1 | 2.1 | 2.1 | 2.1 | 2.1 | 2.1 | 2.1 | 2.1 | 2.1 | 2.1
| Time (CET for winter, but CEST for last week of winter; CEST for summer) |  |  | 11:00 | 11:00 | 11:00 | 11:00 | 11:00 | 11:00 | 11:00 | 11:00 | 11:00 | 11:00 | 11:00 | 11:00 | 11:00 | 11:00 | 11:00 | 11:00 | 11:00 | 11:00 | 11:00
PART F: ADDITIONAL INFORMATION FOR DAYTIME MIN DEMAND CONDITIONS
42 | Weekly Minimum Daytime Demand (Sunday low peak + solar) |  |  | 1.341 | 1.386 | 1.36 | 1.383 | 1.383 | 1.393 | 1.39 | 1.37 | 1.401 | 1.399 | 1.378 | 1.382 | 1.368 | 1.366 | 1.326 | 1.331 | 1.311 | 1.214 | 1.186
43 | Must Run Generation (excluding wind/PV/run of river) |  |  | 0.4 | 0.4 | 0.4 | 0.4 | 0.4 | 0.4 | 0.4 | 0.4 | 0.4 | 0.4 | 0.4 | 0.4 | 0.4 | 0.4 | 0.4 | 0.4 | 0.4 | 0.4 | 0.4
44 | Run of river generation (Must Run) |  |  | 0.4 | 0.4 | 0.4 | 0.4 | 0.4 | 0.4 | 0.4 | 0.4 | 0.4 | 0.4 | 0.4 | 0.4 | 0.4 | 0.4 | 0.4 | 0.4 | 0.4 | 0.4 | 0.4
45 | Downward balancing reserves (FCR, FRR) |  |  | 0.26 | 0.26 | 0.26 | 0.26 | 0.26 | 0.26 | 0.26 | 0.26 | 0.26 | 0.26 | 0.26 | 0.26 | 0.26 | 0.26 | 0.26 | 0.26 | 0.26 | 0.26 | 0.26
46 | Pumping Storage Capacity available (Power) |  |  | 0.44 | 0.44 | 0.44 | 0.44 | 0.44 | 0.44 | 0.44 | 0.44 | 0.44 | 0.44 | 0.44 | 0.44 | 0.44 | 0.44 | 0.44 | 0.44 | 0.44 | 0.44 | 0.44
47a | Highest expected onshore wind generation running |  |  | 0.060168 | 0.060824 | 0.062838 | 0.061608 | 0.061252 | 0.059414 | 0.056809 | 0.05676 | 0.056624 | 0.058794 | 0.058007 | 0.057412 | 0.058828 | 0.057673 | 0.055704 | 0.057215 | 0.056802 | 0.057304 | 0.056235
47b | Highest expected offshore wind generation running |  |  | 0 | 0 | 0 | 0 | 0 | 0 | 0 | 0 | 0 | 0 | 0 | 0 | 0 | 0 | 0 | 0 | 0 | 0 | 0
48 | Highest expected solar PV running |  |  | 0 | 0 | 0 | 0 | 0 | 0 | 0 | 0 | 0 | 0 | 0 | 0 | 0 | 0 | 0 | 0 | 0 | 0 | 0
49 | DOWNWARD REGULATION CAPABILITIES: 49 = (42+46)-(43+44+45+47a+47b+48a+48b) |  |  | 0.66083 | 0.70518 | 0.67716 | 0.70139 | 0.70175 | 0.71359 | 0.71319 | 0.69324 | 0.72438 | 0.72021 | 0.69999 | 0.70459 | 0.68917 | 0.68833 | 0.6503 | 0.65378 | 0.6342 | 0.5367 | 0.50976
PART Fbis: ADDITIONAL INFORMATION FOR INTERCONNECTORS
Transportable capacity at daytime minimum demand conditions (high wind and high solar conditions)
50 | Simultaneous importable capacity |  | From | 2.1 | 2.1 | 2.1 | 2.1 | 2.1 | 2.1 | 2.1 | 2.1 | 2.1 | 2.1 | 2.1 | 2.1 | 2.1 | 2.1 | 2.1 | 2.1 | 2.1 | 2.1 | 2.1
51 | Simultaneous exportable capacity |  | To | 2.1 | 2.1 | 2.1 | 2.1 | 2.1 | 2.1 | 2.1 | 2.1 | 2.1 | 2.1 | 2.1 | 2.1 | 2.1 | 2.1 | 2.1 | 2.1 | 2.1 | 2.1 | 2.1

## AT
Winter Outlook Report 2019/2020
| Power Data (all entries are assumed to be >0) |  |  |  |  | AT | [6 empty] | Heating if temperature below: | 19 |  |  |  | Cooling if temperature above: | 24
| (Net values in GW, at a synchronous time every week) |  |  |  |  | Austria | [6 empty] | Heating saturation temperature: | -16 |  |  |  | Cooling saturation temperature: | not detected
[13 empty] | Temperature sensitivity in heating [MW/ ͦC] | -98.5 |  |  |  | Temperature sensitivity in cooling [MW/ ͦC] | 68.7692
| The peak dates are related to Wednesday of each week |  |  | 2019-11-27 | 2019-12-04 | 2019-12-11 | 2019-12-18 | 2019-12-24 | 2019-12-31 | 2020-01-08 | 2020-01-15 | 2020-01-22 | 2020-01-29 | 2020-02-05 | 2020-02-12 | 2020-02-19 | 2020-02-26 | 2020-03-04 | 2020-03-11 | 2020-03-18 | 2020-03-25 | 2020-04-01
| WEEK |  |  | 48 | 49 | 50 | 51 | 52 | 1 | 2 | 3 | 4 | 5 | 6 | 7 | 8 | 9 | 10 | 11 | 12 | 13 | 14
| Time (CET for winter, but CEST last week; CEST for summer) |  |  | 19:00 | 19:00 | 19:00 | 19:00 | 19:00 | 19:00 | 19:00 | 19:00 | 19:00 | 19:00 | 19:00 | 19:00 | 19:00 | 19:00 | 19:00 | 19:00 | 19:00 | 19:00 | 19:00
Line | PART A : INDIGENOUS NATIONAL GENERATION | Severe conditions Average Forced Outage Rate | Normal conditions Average Forced Outage Rate
Net generating capacity:
1 | Nuclear Power | 5% | 5%
2 | Fossil Fuels |  |  | 5.6427 | 5.6427 | 5.6427 | 5.6427 | 5.6427 | 5.6427 | 5.2907 | 5.2907 | 5.2907 | 5.2907 | 5.2907 | 5.2907 | 5.2907 | 5.2907 | 5.2907 | 5.2907 | 5.2907 | 5.2907 | 5.2907
2a | of which Lignite | 9% | 9%
2b | of which Hard Coal | 9% | 9% | 0.598 | 0.598 | 0.598 | 0.598 | 0.598 | 0.598 | 0.246 | 0.246 | 0.246 | 0.246 | 0.246 | 0.246 | 0.246 | 0.246 | 0.246 | 0.246 | 0.246 | 0.246 | 0.246
2c | of which Gas | 7% | 7% | 4.8763 | 4.8763 | 4.8763 | 4.8763 | 4.8763 | 4.8763 | 4.8763 | 4.8763 | 4.8763 | 4.8763 | 4.8763 | 4.8763 | 4.8763 | 4.8763 | 4.8763 | 4.8763 | 4.8763 | 4.8763 | 4.8763
2d | of which Oil | 9% | 9% | 0.16841 | 0.16841 | 0.16841 | 0.16841 | 0.16841 | 0.16841 | 0.16841 | 0.16841 | 0.16841 | 0.16841 | 0.16841 | 0.16841 | 0.16841 | 0.16841 | 0.16841 | 0.16841 | 0.16841 | 0.16841 | 0.16841
2e | of which Oil Shale | 8.75% | 8.75%
2f | of which Fossil Peat | 8.75% | 8.75%
3 | Renewable Energy Sources (other than hydro) |  |  | 5.4555 | 5.4656 | 5.4656 | 5.4656 | 5.4656 | 5.4656 | 5.4683 | 5.4683 | 5.4683 | 5.4683 | 5.48 | 5.48 | 5.48 | 5.48 | 5.4996 | 5.4996 | 5.4996 | 5.4996 | 5.4996
3a | of which onshore wind | 0% | 0% | 3.1694 | 3.1694 | 3.1694 | 3.1694 | 3.1694 | 3.1694 | 3.1694 | 3.1694 | 3.1694 | 3.1694 | 3.1694 | 3.1694 | 3.1694 | 3.1694 | 3.1694 | 3.1694 | 3.1694 | 3.1694 | 3.1694
3b | of which offshore wind | 0% | 0%
3c | of which Solar (PV) | 0% | 0% | 1.688 | 1.698 | 1.698 | 1.698 | 1.698 | 1.698 | 1.7007 | 1.7007 | 1.7007 | 1.7007 | 1.7124 | 1.7124 | 1.7124 | 1.7124 | 1.7321 | 1.7321 | 1.7321 | 1.7321 | 1.7321
3d | of which Biomass | 0% | 0% | 0.49747 | 0.49747 | 0.49747 | 0.49747 | 0.49747 | 0.49747 | 0.49747 | 0.49747 | 0.49747 | 0.49747 | 0.49747 | 0.49747 | 0.49747 | 0.49747 | 0.49747 | 0.49747 | 0.49747 | 0.49747 | 0.49747
3e | of which other RES (e.g. tidal, wave, geothermal, RES waste, CSP) | 0% | 0% | 0.10062 | 0.10062 | 0.10062 | 0.10062 | 0.10062 | 0.10062 | 0.10062 | 0.10062 | 0.10062 | 0.10062 | 0.10062 | 0.10062 | 0.10062 | 0.10062 | 0.10062 | 0.10062 | 0.10062 | 0.10062 | 0.10062
4a | Hydro Run of River and Reservoir | 0% | 0% | 5.7221 | 5.7221 | 5.7221 | 5.7221 | 5.7221 | 5.7221 | 5.7832 | 5.7832 | 5.7832 | 5.7832 | 5.7832 | 5.7832 | 5.7832 | 5.7832 | 5.7832 | 5.7832 | 5.7832 | 5.7832 | 5.7832
4b | Hydro pumping | 0% | 0% | 5.8888 | 5.8888 | 5.8888 | 5.8888 | 5.8888 | 5.8888 | 5.8888 | 5.8888 | 5.8888 | 5.8888 | 5.8888 | 5.8888 | 5.8888 | 5.8888 | 5.8888 | 5.8888 | 5.8888 | 5.8888 | 5.8888
5 | Other non-RES (e.g. CHP non-renewable, waste non-renewable) | 0% | 0% | 0.95324 | 0.95324 | 0.95324 | 0.95324 | 0.95324 | 0.95324 | 0.95324 | 0.95324 | 0.95324 | 0.95324 | 0.95324 | 0.95324 | 0.95324 | 0.95324 | 0.95324 | 0.95324 | 0.95324 | 0.95324 | 0.95324
6 | Total Net generating capacity (6 = 1+2+3+4a+4b+5) |  |  | 23.6624 | 23.6724 | 23.6724 | 23.6724 | 23.6724 | 23.6724 | 23.3843 | 23.3843 | 23.3843 | 23.3843 | 23.3959 | 23.3959 | 23.3959 | 23.3959 | 23.4156 | 23.4156 | 23.4156 | 23.4156 | 23.4156
7 | Maintenance & Overhauls (planned outages) |  |  | 0 | 0 | 0 | 0 | 0 | 0 | 0 | 0 | 0 | 0 | 0 | 0 | 0 | 0 | 0 | 0 | 0 | 0 | 0
7a | Nuclear Power
7b | Lignite
7c | Hard Coal
7d | Gas
7e | Oil
7f | Oil Shale
7g | Fossil Peat
7h | Onshore Wind
7i | Offshore Wind
7j | Solar (PV)
7k | Biomass
7l | other RES (apart from hydro, including tidal, wave, geothermal, waste renewable, CSP,…)
7m | Hydro Run of River and Reservoir
7n | Hydro pumping
7o | Other non-RES (incl. not clearly identifiable energy sources)
PART B : DATA FOR NORMAL CONDITIONS
8 | Non-usable capacity at reference point (all power stations including mothballed, authorization & technical & legal constraints, energy source unavailability etc. ) |  |  | 11.0608 | 11.0526 | 11.0251 | 10.8986 | 10.7326 | 10.7839 | 10.9287 | 10.9048 | 10.8534 | 10.9693 | 10.8544 | 10.8969 | 11.0603 | 11.0224 | 10.801 | 10.8452 | 10.689 | 10.8178 | 10.0656
8a | of which nuclear
8b | of which Lignite
8c | of which Hard Coal |  |  | 0.332 | 0.332 | 0.332 | 0.332 | 0.332 | 0.332 | 0 | 0 | 0 | 0 | 0 | 0 | 0 | 0 | 0 | 0 | 0 | 0 | 0
8d | of which Gas |  |  | 0.452 | 0.452 | 0.452 | 0.452 | 0.452 | 0.452 | 0.452 | 0.452 | 0.452 | 0.452 | 0.452 | 0.452 | 0.452 | 0.452 | 0.452 | 0.452 | 0.452 | 0.537 | 0.6441
8e | of which Oil
8f | of which Oil Shale
8g | of which Fossil Peat
8h | of which onshore wind |  |  | 2.4282 | 2.4282 | 2.4058 | 2.3056 | 2.3658 | 2.3875 | 2.3736 | 2.3671 | 2.3121 | 2.2634 | 2.2912 | 2.3488 | 2.3766 | 2.4432 | 2.4746 | 2.4589 | 2.5258 | 2.5188 | 2.5924
8i | of which offshore wind |  |  | 0 | 0 | 0 | 0 | 0 | 0 | 0 | 0 | 0 | 0 | 0 | 0 | 0 | 0 | 0 | 0 | 0 | 0 | 0
8j | of which Solar |  |  | 1.688 | 1.698 | 1.698 | 1.698 | 1.698 | 1.698 | 1.7007 | 1.7007 | 1.7007 | 1.7007 | 1.7124 | 1.7124 | 1.7124 | 1.7124 | 1.7321 | 1.7319 | 1.7309 | 1.7283 | 1.6195
8k | of which Biomass |  |  | 0.15525 | 0.15525 | 0.15525 | 0.15525 | 0.15525 | 0.15525 | 0.15525 | 0.15525 | 0.15525 | 0.15525 | 0.15525 | 0.15525 | 0.15525 | 0.15525 | 0.15525 | 0.15525 | 0.15525 | 0.15525 | 0.15525
8l | of which other RES (apart from hydro) |  |  | 0.043824 | 0.043824 | 0.043824 | 0.043824 | 0.043824 | 0.043824 | 0.043824 | 0.043824 | 0.043824 | 0.043824 | 0.043824 | 0.043824 | 0.043824 | 0.043824 | 0.043824 | 0.043824 | 0.043824 | 0.043824 | 0.043824
8m | Hydro Run of River and Reservoir |  |  | 3.0274 | 3.1123 | 3.1072 | 3.081 | 2.8547 | 2.8843 | 3.1295 | 3.1121 | 3.1157 | 3.2802 | 3.0153 | 3.0003 | 3.1359 | 3.0313 | 2.6002 | 2.6604 | 2.4382 | 2.4916 | 1.8235
8n | Hydro pumping |  |  | 2.4951 | 2.3921 | 2.3921 | 2.3921 | 2.3921 | 2.3921 | 2.6349 | 2.6349 | 2.6349 | 2.6349 | 2.7454 | 2.7454 | 2.7454 | 2.7454 | 2.9041 | 2.9041 | 2.9041 | 2.9041 | 2.7481
8o | of which other non-RES (incl. not clearly identifiable energy sources) |  |  | 0.43891 | 0.43891 | 0.43891 | 0.43891 | 0.43891 | 0.43891 | 0.43891 | 0.43891 | 0.43891 | 0.43891 | 0.43891 | 0.43891 | 0.43891 | 0.43891 | 0.43891 | 0.43891 | 0.43891 | 0.43891 | 0.43891
9 | Available capacity (9 = 6 - (7 + 8)) |  |  | 12.6016 | 12.6199 | 12.6474 | 12.7738 | 12.9399 | 12.8885 | 12.4555 | 12.4795 | 12.5309 | 12.415 | 12.5416 | 12.499 | 12.3357 | 12.3736 | 12.6146 | 12.5704 | 12.7266 | 12.5978 | 13.35
10 | Outages: average expected value (all power stations) |  |  | 0.3488 | 0.3488 | 0.3488 | 0.3488 | 0.3488 | 0.3488 | 0.347 | 0.347 | 0.347 | 0.347 | 0.347 | 0.347 | 0.347 | 0.347 | 0.347 | 0.347 | 0.347 | 0.34105 | 0.33355
11 | System services reserve (one hour ahead of real time) |  |  | 0.546 | 0.546 | 0.546 | 0.546 | 0.546 | 0.546 | 0.546 | 0.546 | 0.546 | 0.546 | 0.546 | 0.546 | 0.546 | 0.546 | 0.546 | 0.546 | 0.546 | 0.546 | 0.546
12 | Reliably available capacity (12 = 9 - (10 + 11)) |  |  | 11.7068 | 11.7251 | 11.7526 | 11.879 | 12.0451 | 11.9937 | 11.5625 | 11.5865 | 11.6379 | 11.522 | 11.6486 | 11.606 | 11.4427 | 11.4806 | 11.7216 | 11.6774 | 11.8336 | 11.7108 | 12.4705
13 | Demand at reference point in time |  |  | 11.1308 | 11.2097 | 11.2693 | 11.376 | 9.9416 | 9.8092 | 11.2677 | 11.2732 | 11.2977 | 11.2029 | 10.8128 | 10.8846 | 10.8057 | 10.6286 | 10.4387 | 10.2159 | 10.0936 | 10.0054 | 9.1719
13b | Population average daily (24h) temperature (degrees Celsius) |  |  | 2.9755 | 2.0127 | 1.2591 | 0.76597 | 0.59287 | 0.73583 | 0.042447 | -0.14825 | -0.099082 | 0.16293 | 0.61232 | 1.2251 | 1.9786 | 2.8515 | 3.6793 | 4.721 | 5.827 | 6.98 | 8.1634
14a | Load reduction / demand side response available at reference point in time
14b | Strategic reserves available at reference point in time
15 | Net weekly load at reference point in time (15 = 13-14a) |  |  | 11.1308 | 11.2097 | 11.2693 | 11.376 | 9.9416 | 9.8092 | 11.2677 | 11.2732 | 11.2977 | 11.2029 | 10.8128 | 10.8846 | 10.8057 | 10.6286 | 10.4387 | 10.2159 | 10.0936 | 10.0054 | 9.1719
16 | Remaining capacity at reference point in time (16 = 12- 15) |  |  | 0.576 | 0.51533 | 0.48328 | 0.50307 | 2.1035 | 2.1845 | 0.29479 | 0.31325 | 0.34013 | 0.3191 | 0.83578 | 0.72139 | 0.63701 | 0.85197 | 1.2829 | 1.4615 | 1.74 | 1.7053 | 3.2986
B1 | Weekly peak load (unrestricted reference point in time) |  |  | 11.2921 | 11.389 | 11.447 | 11.5034 | 11.369 | 10.1871 | 11.4426 | 11.4832 | 11.4279 | 11.4198 | 11.3062 | 11.2992 | 11.2594 | 11.1218 | 10.9701 | 10.8751 | 10.7543 | 10.7194 | 10.2814
B2 | Daily hour of expected weekly peak load (CET for winter, but CEST for last week; CEST for summer) |  |  | 12:00 | 12:00 | 12:00 | 12:00 | 12:00 | 12:00 | 12:00 | 12:00 | 12:00 | 12:00 | 12:00 | 12:00 | 12:00 | 12:00 | 12:00 | 12:00 | 12:00 | 12:00 | 12:00
PART C : DATA FOR SEVERE CONDITIONS
17 | Non-usable capacity at reference point (all power stations including mothballed, authorization & technical & legal constraints, energy source unavailability etc. ) |  |  | 12.9999 | 13.2012 | 13.1521 | 13.0731 | 13.1312 | 13.1791 | 12.7429 | 12.7162 | 12.7481 | 12.6517 | 13.0114 | 12.9789 | 12.909 | 12.8693 | 12.9911 | 13.0578 | 12.8638 | 12.6528 | 12.5761
17a | of which nuclear
17b | of which Lignite
17c | of which Hard Coal |  |  | 0.332 | 0.332 | 0.332 | 0.332 | 0.332 | 0.332 | 0 | 0 | 0 | 0 | 0 | 0 | 0 | 0 | 0 | 0 | 0 | 0 | 0
17d | of which Gas |  |  | 0.452 | 0.452 | 0.452 | 0.452 | 0.452 | 0.452 | 0.452 | 0.452 | 0.452 | 0.452 | 0.452 | 0.452 | 0.452 | 0.452 | 0.452 | 0.452 | 0.452 | 0.537 | 0.6441
17e | of which Oil
17f | of which Oil Shale
17g | of which Fossil Peat
17h | of which onshore wind |  |  | 3.1436 | 3.1352 | 3.1305 | 3.1255 | 3.1262 | 3.1344 | 3.1378 | 3.1393 | 3.1421 | 3.1372 | 3.1366 | 3.1427 | 3.1375 | 3.1422 | 3.146 | 3.1454 | 3.1519 | 3.1551 | 3.1584
17i | of which offshore wind |  |  | 0 | 0 | 0 | 0 | 0 | 0 | 0 | 0 | 0 | 0 | 0 | 0 | 0 | 0 | 0 | 0 | 0 | 0 | 0
17j | of which Solar |  |  | 1.688 | 1.698 | 1.698 | 1.698 | 1.698 | 1.698 | 1.7007 | 1.7007 | 1.7007 | 1.7007 | 1.7124 | 1.7124 | 1.7124 | 1.7124 | 1.7321 | 1.7321 | 1.7321 | 1.7318 | 1.6684
17k | of which Biomass |  |  | 0.15525 | 0.15525 | 0.15525 | 0.15525 | 0.15525 | 0.15525 | 0.15525 | 0.15525 | 0.15525 | 0.15525 | 0.15525 | 0.15525 | 0.15525 | 0.15525 | 0.15525 | 0.15525 | 0.15525 | 0.15525 | 0.15525
17l | of which other RES (apart from hydro) |  |  | 0.043824 | 0.043824 | 0.043824 | 0.043824 | 0.043824 | 0.043824 | 0.043824 | 0.043824 | 0.043824 | 0.043824 | 0.043824 | 0.043824 | 0.043824 | 0.043824 | 0.043824 | 0.043824 | 0.043824 | 0.043824 | 0.043824
17m | Hydro Run of River and Reservoir |  |  | 3.8472 | 3.8142 | 3.7699 | 3.6958 | 3.7533 | 3.7929 | 3.8304 | 3.8022 | 3.8313 | 3.7399 | 3.8145 | 3.7758 | 3.7112 | 3.6668 | 3.6546 | 3.7219 | 3.5215 | 3.2225 | 3.1159
17n | Hydro pumping |  |  | 2.8992 | 3.1317 | 3.1317 | 3.1317 | 3.1317 | 3.1317 | 2.9839 | 2.9839 | 2.9839 | 2.9839 | 3.2579 | 3.2579 | 3.2579 | 3.2579 | 3.3684 | 3.3684 | 3.3684 | 3.3684 | 3.3513
17o | of which other non-RES (incl. not clearly identifiable energy sources) |  |  | 0.43891 | 0.43891 | 0.43891 | 0.43891 | 0.43891 | 0.43891 | 0.43891 | 0.43891 | 0.43891 | 0.43891 | 0.43891 | 0.43891 | 0.43891 | 0.43891 | 0.43891 | 0.43891 | 0.43891 | 0.43891 | 0.43891
18 | Available capacity (18 = 6 - (7 + 17)) |  |  | 10.6625 | 10.4713 | 10.5204 | 10.5993 | 10.5413 | 10.4933 | 10.6414 | 10.6681 | 10.6362 | 10.7326 | 10.3846 | 10.4171 | 10.4869 | 10.5267 | 10.4246 | 10.3578 | 10.5518 | 10.7628 | 10.8395
19 | Outages: average expected value (all power stations) under SEVERE conditions |  |  | 0.3488 | 0.3488 | 0.3488 | 0.3488 | 0.3488 | 0.3488 | 0.347 | 0.347 | 0.347 | 0.347 | 0.347 | 0.347 | 0.347 | 0.347 | 0.347 | 0.347 | 0.347 | 0.34105 | 0.33355
20 | System services reserve (one hour ahead of real time) under SEVERE conditions |  |  | 0.546 | 0.546 | 0.546 | 0.546 | 0.546 | 0.546 | 0.546 | 0.546 | 0.546 | 0.546 | 0.546 | 0.546 | 0.546 | 0.546 | 0.546 | 0.546 | 0.546 | 0.546 | 0.546
21 | Reliably available capacity under SEVERE conditions (21 = 18 - (19 + 20)) |  |  | 9.7677 | 9.5765 | 9.6256 | 9.7045 | 9.6465 | 9.5985 | 9.7484 | 9.7751 | 9.7432 | 9.8396 | 9.4916 | 9.5241 | 9.5939 | 9.6337 | 9.5316 | 9.4648 | 9.6588 | 9.8758 | 9.96
22 | Demand at reference point in time under SEVERE conditions (one in 20 year) |  |  | 11.5087 | 11.6718 | 11.7939 | 11.7938 | 10.4439 | 10.4218 | 12.0922 | 11.8844 | 11.7531 | 11.4577 | 11.4467 | 11.4846 | 11.2266 | 11.2034 | 11.2002 | 11.0732 | 10.7505 | 10.7161 | 9.8288
23a | Load reduction / demand side response available at reference point in time under SEVERE conditions
23b | Strategic reserves available at reference point in time under SEVERE conditions
24 | Net weekly peak load for SEVERE conditions (24 = 22-23a) |  |  | 11.5087 | 11.6718 | 11.7939 | 11.7938 | 10.4439 | 10.4218 | 12.0922 | 11.8844 | 11.7531 | 11.4577 | 11.4467 | 11.4846 | 11.2266 | 11.2034 | 11.2002 | 11.0732 | 10.7505 | 10.7161 | 9.8288
25 | Remaining capacity for SEVERE conditions (25 = 21-24) |  |  | -1.741 | -2.0953 | -2.1684 | -2.0892 | -0.79742 | -0.8233 | -2.3438 | -2.1093 | -2.0099 | -1.6181 | -1.9551 | -1.9605 | -1.6326 | -1.5697 | -1.6686 | -1.6084 | -1.0917 | -0.84032 | 0.13121
C1 | Weekly peak load under SEVERE conditions (unrestricted reference point in time) |  |  | 11.7584 | 11.822 | 12.0137 | 12.0208 | 11.9208 | 10.8436 | 12.1544 | 12.1287 | 11.9336 | 11.857 | 11.9421 | 11.9342 | 11.7241 | 11.6375 | 11.5806 | 11.4907 | 11.3114 | 11.3202 | 10.9067
C2 | Daily hour of expected weekly peak load (CET for winter, but CEST for last week; CEST for summer) |  |  | 12:00 | 12:00 | 12:00 | 12:00 | 12:00 | 12:00 | 12:00 | 12:00 | 12:00 | 12:00 | 12:00 | 12:00 | 12:00 | 12:00 | 12:00 | 12:00 | 12:00 | 12:00 | 12:00
PART D: ADDITIONAL INFORMATION FOR INTERCONNECTORS (at synchronous peak)
31 | Simultaneous importable capacity |  | From | 8.795 | 8.795 | 8.795 | 8.795 | 8.795 | 8.795 | 8.795 | 8.795 | 8.795 | 8.795 | 8.795 | 8.795 | 8.795 | 8.795 | 8.795 | 8.795 | 8.795 | 8.795 | 8.795
32 | Simultaneous exportable capacity |  | To | 9.065 | 9.065 | 9.065 | 9.065 | 9.065 | 9.065 | 9.065 | 9.065 | 9.065 | 9.065 | 9.065 | 9.065 | 9.065 | 9.065 | 9.065 | 9.065 | 9.065 | 9.065 | 9.065
| The off-peak dates are related to Sunday of each week |  |  | 2019-12-01 | 2019-12-08 | 2019-12-15 | 2019-12-22 | 2019-12-29 | 2020-01-05 | 2020-01-12 | 2020-01-19 | 2020-01-26 | 2020-02-02 | 2020-02-09 | 2020-02-16 | 2020-02-23 | 2020-03-01 | 2020-03-08 | 2020-03-15 | 2020-03-22 | 2020-03-29 | 2020-04-05
| WEEK |  |  | 48 | 49 | 50 | 51 | 52 | 1 | 2 | 3 | 4 | 5 | 6 | 7 | 8 | 9 | 10 | 11 | 12 | 13 | 14
| Time (CET for winter, but CEST for last week of winter; CEST for summer) |  |  | 5:00 | 5:00 | 5:00 | 5:00 | 5:00 | 5:00 | 5:00 | 5:00 | 5:00 | 5:00 | 5:00 | 5:00 | 5:00 | 5:00 | 5:00 | 5:00 | 5:00 | 5:00 | 5:00
PART E: ADDITIONAL INFORMATION FOR NIGHT MIN DEMAND CONDITIONS
33 | Weekly Minimum Demand (overnight valley minimum) |  |  | 6.6252 | 6.1493 | 6.8432 | 6.7988 | 6.1696 | 6.1928 | 6.2578 | 6.1049 | 6.2305 | 6.2073 | 6.1361 | 6.2152 | 6.0295 | 5.98 | 5.9046 | 5.8663 | 5.7334 | 5.556 | 5.4398
34 | Must Run Generation (excluding wind/run of river)
35 | Run of river generation (Must Run) |  |  | 2.6946 | 2.6098 | 2.6148 | 2.6411 | 2.8674 | 2.8378 | 2.6536 | 2.6711 | 2.6675 | 2.5029 | 2.7678 | 2.7829 | 2.6473 | 2.7518 | 3.1829 | 3.1228 | 3.345 | 3.2916 | 3.9597
36 | Downward balancing reserves (FCR, FRR) |  |  | 0.461 | 0.461 | 0.461 | 0.461 | 0.461 | 0.461 | 0.461 | 0.461 | 0.461 | 0.461 | 0.461 | 0.461 | 0.461 | 0.461 | 0.461 | 0.461 | 0.461 | 0.461 | 0.461
37 | Pumping Storage Capacity available (Power) |  |  | 2.5597 | 2.5597 | 2.5597 | 2.5597 | 2.5597 | 2.5597 | 2.5597 | 2.5597 | 2.5597 | 2.5597 | 2.5597 | 2.5597 | 2.5597 | 2.5597 | 2.5597 | 2.5597 | 2.5597 | 2.5597 | 2.5597
38a | Highest expected onshore wind generation running |  |  | 2.6031 | 2.6639 | 2.7203 | 2.7411 | 2.6926 | 2.667 | 2.6437 | 2.6941 | 2.7562 | 2.7951 | 2.7837 | 2.6974 | 2.7034 | 2.6505 | 2.5488 | 2.5864 | 2.4774 | 2.3824 | 2.431
38b | Highest expected offshore wind generation running |  |  | 0 | 0 | 0 | 0 | 0 | 0 | 0 | 0 | 0 | 0 | 0 | 0 | 0 | 0 | 0 | 0 | 0 | 0 | 0
39 | DOWNWARD REGULATION CAPABILITIES: 39 = (33+37)-(34+35+36+38a+38b)) |  |  | 3.4263 | 2.9743 | 3.6068 | 3.5152 | 2.7084 | 2.7867 | 3.0592 | 2.8385 | 2.9056 | 3.008 | 2.6833 | 2.8337 | 2.7775 | 2.6764 | 2.2717 | 2.2559 | 2.0098 | 1.9808 | 1.1478
PART Ebis: ADDITIONAL INFORMATION FOR INTERCONNECTORS
Transportable capacity at night minimum demand conditions (high wind conditions)
40 | Simultaneous importable capacity |  | From | 8.795 | 8.795 | 8.795 | 8.795 | 8.795 | 8.795 | 8.795 | 8.795 | 8.795 | 8.795 | 8.795 | 8.795 | 8.795 | 8.795 | 8.795 | 8.795 | 8.795 | 8.795 | 8.795
41 | Simultaneous exportable capacity |  | To | 9.065 | 9.065 | 9.065 | 9.065 | 9.065 | 9.065 | 9.065 | 9.065 | 9.065 | 9.065 | 9.065 | 9.065 | 9.065 | 9.065 | 9.065 | 9.065 | 9.065 | 9.065 | 9.065
| Time (CET for winter, but CEST for last week of winter; CEST for summer) |  |  | 11:00 | 11:00 | 11:00 | 11:00 | 11:00 | 11:00 | 11:00 | 11:00 | 11:00 | 11:00 | 11:00 | 11:00 | 11:00 | 11:00 | 11:00 | 11:00 | 11:00 | 11:00 | 11:00
PART F: ADDITIONAL INFORMATION FOR DAYTIME MIN DEMAND CONDITIONS
42 | Weekly Minimum Daytime Demand (Sunday low peak + solar) |  |  | 10.5154 | 7.6498 | 10.6512 | 10.4906 | 8.685 | 7.8508 | 7.8862 | 7.7202 | 7.9028 | 7.7406 | 7.7331 | 7.8191 | 7.5986 | 7.5512 | 7.4351 | 7.3313 | 7.172 | 6.8253 | 6.7242
43 | Must Run Generation (excluding wind/PV/run of river)
44 | Run of river generation (Must Run) |  |  | 2.6946 | 2.6098 | 2.6148 | 2.6411 | 2.8674 | 2.8378 | 2.6536 | 2.6711 | 2.6675 | 2.5029 | 2.7678 | 2.7829 | 2.6473 | 2.7518 | 3.1829 | 3.1228 | 3.345 | 3.2916 | 3.9597
45 | Downward balancing reserves (FCR, FRR) |  |  | 0.461 | 0.461 | 0.461 | 0.461 | 0.461 | 0.461 | 0.461 | 0.461 | 0.461 | 0.461 | 0.461 | 0.461 | 0.461 | 0.461 | 0.461 | 0.461 | 0.461 | 0.461 | 0.461
46 | Pumping Storage Capacity available (Power) |  |  | 2.5597 | 2.5597 | 2.5597 | 2.5597 | 2.5597 | 2.5597 | 2.5597 | 2.5597 | 2.5597 | 2.5597 | 2.5597 | 2.5597 | 2.5597 | 2.5597 | 2.5597 | 2.5597 | 2.5597 | 2.5597 | 2.5597
47a | Highest expected onshore wind generation running |  |  | 2.6371 | 2.6933 | 2.7286 | 2.7583 | 2.7034 | 2.6935 | 2.6884 | 2.7696 | 2.8068 | 2.8255 | 2.8199 | 2.7452 | 2.7446 | 2.7126 | 2.6643 | 2.6883 | 2.6139 | 2.6156 | 2.5847
47b | Highest expected offshore wind generation running |  |  | 0 | 0 | 0 | 0 | 0 | 0 | 0 | 0 | 0 | 0 | 0 | 0 | 0 | 0 | 0 | 0 | 0 | 0 | 0
48 | Highest expected solar PV running |  |  | 0.66383 | 0.64337 | 0.62622 | 0.61418 | 0.60882 | 0.62331 | 0.64037 | 0.67301 | 0.7147 | 0.73449 | 0.7705 | 0.83097 | 0.87503 | 0.91782 | 0.95739 | 1.0042 | 1.0288 | 1.046 | 0.90638
49 | DOWNWARD REGULATION CAPABILITIES: 49 = (42+46)-(43+44+45+47a+47b+48a+48b) |  |  | 6.6186 | 3.8021 | 6.7803 | 6.5758 | 4.6041 | 3.795 | 4.0025 | 3.7053 | 3.8126 | 3.7763 | 3.4736 | 3.5587 | 3.4303 | 3.2676 | 2.7293 | 2.6149 | 2.283 | 1.9709 | 1.3722
PART Fbis: ADDITIONAL INFORMATION FOR INTERCONNECTORS
Transportable capacity at daytime minimum demand conditions (high wind and high solar conditions)
50 | Simultaneous importable capacity |  | From | 8.795 | 8.795 | 8.795 | 8.795 | 8.795 | 8.795 | 8.795 | 8.795 | 8.795 | 8.795 | 8.795 | 8.795 | 8.795 | 8.795 | 8.795 | 8.795 | 8.795 | 8.795 | 8.795
51 | Simultaneous exportable capacity |  | To | 9.065 | 9.065 | 9.065 | 9.065 | 9.065 | 9.065 | 9.065 | 9.065 | 9.065 | 9.065 | 9.065 | 9.065 | 9.065 | 9.065 | 9.065 | 9.065 | 9.065 | 9.065 | 9.065

## AL
Winter Outlook Report 2019/2020
| Power Data (all entries are assumed to be >0) |  |  |  |  | AL | [6 empty] | Heating if temperature below: | 17 |  |  |  | Cooling if temperature above: | 23.5
| (Net values in GW, at a synchronous time every week) |  |  |  |  | Albania | [6 empty] | Heating saturation temperature: | -14 |  |  |  | Cooling saturation temperature: | not detected
[13 empty] | Temperature sensitivity in heating [MW/ ͦC] | -24 |  |  |  | Temperature sensitivity in cooling [MW/ ͦC] | 19
| The peak dates are related to Wednesday of each week |  |  | 2019-11-27 | 2019-12-04 | 2019-12-11 | 2019-12-18 | 2019-12-24 | 2019-12-31 | 2020-01-08 | 2020-01-15 | 2020-01-22 | 2020-01-29 | 2020-02-05 | 2020-02-12 | 2020-02-19 | 2020-02-26 | 2020-03-04 | 2020-03-11 | 2020-03-18 | 2020-03-25 | 2020-04-01
| WEEK |  |  | 48 | 49 | 50 | 51 | 52 | 1 | 2 | 3 | 4 | 5 | 6 | 7 | 8 | 9 | 10 | 11 | 12 | 13 | 14
| Time (CET for winter, but CEST last week; CEST for summer) |  |  | 19:00 | 19:00 | 19:00 | 19:00 | 19:00 | 19:00 | 19:00 | 19:00 | 19:00 | 19:00 | 19:00 | 19:00 | 19:00 | 19:00 | 19:00 | 19:00 | 19:00 | 19:00 | 19:00
Line | PART A : INDIGENOUS NATIONAL GENERATION | Severe conditions Average Forced Outage Rate | Normal conditions Average Forced Outage Rate
Net generating capacity:
1 | Nuclear Power | 0% | 0% | 0 | 0 | 0 | 0 | 0 | 0 | 0 | 0 | 0 | 0 | 0 | 0 | 0 | 0 | 0 | 0 | 0 | 0 | 0
2 | Fossil Fuels |  |  | 0.1 | 0.1 | 0.1 | 0.1 | 0.1 | 0.1 | 0.1 | 0.1 | 0.1 | 0.1 | 0.1 | 0.1 | 0.1 | 0.1 | 0.1 | 0.1 | 0.1 | 0.1 | 0.1
2a | of which Lignite | 0% | 0% | 0 | 0 | 0 | 0 | 0 | 0 | 0 | 0 | 0 | 0 | 0 | 0 | 0 | 0 | 0 | 0 | 0 | 0 | 0
2b | of which Hard Coal | 0% | 0% | 0 | 0 | 0 | 0 | 0 | 0 | 0 | 0 | 0 | 0 | 0 | 0 | 0 | 0 | 0 | 0 | 0 | 0 | 0
2c | of which Gas | 0% | 0% | 0 | 0 | 0 | 0 | 0 | 0 | 0 | 0 | 0 | 0 | 0 | 0 | 0 | 0 | 0 | 0 | 0 | 0 | 0
2d | of which Oil | 10% | 10% | 0.1 | 0.1 | 0.1 | 0.1 | 0.1 | 0.1 | 0.1 | 0.1 | 0.1 | 0.1 | 0.1 | 0.1 | 0.1 | 0.1 | 0.1 | 0.1 | 0.1 | 0.1 | 0.1
2e | of which Oil Shale | 0% | 0% | 0 | 0 | 0 | 0 | 0 | 0 | 0 | 0 | 0 | 0 | 0 | 0 | 0 | 0 | 0 | 0 | 0 | 0 | 0
2f | of which Fossil Peat | 0% | 0% | 0 | 0 | 0 | 0 | 0 | 0 | 0 | 0 | 0 | 0 | 0 | 0 | 0 | 0 | 0 | 0 | 0 | 0 | 0
3 | Renewable Energy Sources (other than hydro) |  |  | 0 | 0 | 0 | 0 | 0 | 0 | 0 | 0 | 0 | 0 | 0 | 0 | 0 | 0 | 0 | 0 | 0 | 0 | 0
3a | of which onshore wind | 0% | 0% | 0 | 0 | 0 | 0 | 0 | 0 | 0 | 0 | 0 | 0 | 0 | 0 | 0 | 0 | 0 | 0 | 0 | 0 | 0
3b | of which offshore wind | 0% | 0% | 0 | 0 | 0 | 0 | 0 | 0 | 0 | 0 | 0 | 0 | 0 | 0 | 0 | 0 | 0 | 0 | 0 | 0 | 0
3c | of which Solar (PV) | 0% | 0% | 0 | 0 | 0 | 0 | 0 | 0 | 0 | 0 | 0 | 0 | 0 | 0 | 0 | 0 | 0 | 0 | 0 | 0 | 0
3d | of which Biomass | 0% | 0% | 0 | 0 | 0 | 0 | 0 | 0 | 0 | 0 | 0 | 0 | 0 | 0 | 0 | 0 | 0 | 0 | 0 | 0 | 0
3e | of which other RES (e.g. tidal, wave, geothermal, RES waste, CSP) | 0% | 0% | 0 | 0 | 0 | 0 | 0 | 0 | 0 | 0 | 0 | 0 | 0 | 0 | 0 | 0 | 0 | 0 | 0 | 0 | 0
4a | Hydro Run of River and Reservoir | 7% | 5% | 2.1 | 2.1 | 2.1 | 2.1 | 2.1 | 2.1 | 2.1 | 2.1 | 2.1 | 2.1 | 2.1 | 2.1 | 2.1 | 2.1 | 2.1 | 2.1 | 2.1 | 2.1 | 2.1
4b | Hydro pumping | 0% | 0% | 0 | 0 | 0 | 0 | 0 | 0 | 0 | 0 | 0 | 0 | 0 | 0 | 0 | 0 | 0 | 0 | 0 | 0 | 0
5 | Other non-RES (e.g. CHP non-renewable, waste non-renewable) | 0% | 0% | 0 | 0 | 0 | 0 | 0 | 0 | 0 | 0 | 0 | 0 | 0 | 0 | 0 | 0 | 0 | 0 | 0 | 0 | 0
6 | Total Net generating capacity (6 = 1+2+3+4a+4b+5) |  |  | 2.2 | 2.2 | 2.2 | 2.2 | 2.2 | 2.2 | 2.2 | 2.2 | 2.2 | 2.2 | 2.2 | 2.2 | 2.2 | 2.2 | 2.2 | 2.2 | 2.2 | 2.2 | 2.2
7 | Maintenance & Overhauls (planned outages) |  |  | 0.1 | 0.1 | 0.1 | 0.1 | 0.1 | 0.1 | 0.1 | 0.1 | 0.1 | 0.1 | 0.1 | 0.1 | 0.1 | 0.1 | 0.1 | 0.1 | 0.1 | 0.1 | 0.1
7a | Nuclear Power |  |  | 0 | 0 | 0 | 0 | 0 | 0 | 0 | 0 | 0 | 0 | 0 | 0 | 0 | 0 | 0 | 0 | 0 | 0 | 0
7b | Lignite |  |  | 0 | 0 | 0 | 0 | 0 | 0 | 0 | 0 | 0 | 0 | 0 | 0 | 0 | 0 | 0 | 0 | 0 | 0 | 0
7c | Hard Coal |  |  | 0 | 0 | 0 | 0 | 0 | 0 | 0 | 0 | 0 | 0 | 0 | 0 | 0 | 0 | 0 | 0 | 0 | 0 | 0
7d | Gas |  |  | 0 | 0 | 0 | 0 | 0 | 0 | 0 | 0 | 0 | 0 | 0 | 0 | 0 | 0 | 0 | 0 | 0 | 0 | 0
7e | Oil |  |  | 0.1 | 0.1 | 0.1 | 0.1 | 0.1 | 0.1 | 0.1 | 0.1 | 0.1 | 0.1 | 0.1 | 0.1 | 0.1 | 0.1 | 0.1 | 0.1 | 0.1 | 0.1 | 0.1
7f | Oil Shale |  |  | 0 | 0 | 0 | 0 | 0 | 0 | 0 | 0 | 0 | 0 | 0 | 0 | 0 | 0 | 0 | 0 | 0 | 0 | 0
7g | Fossil Peat |  |  | 0 | 0 | 0 | 0 | 0 | 0 | 0 | 0 | 0 | 0 | 0 | 0 | 0 | 0 | 0 | 0 | 0 | 0 | 0
7h | Onshore Wind |  |  | 0 | 0 | 0 | 0 | 0 | 0 | 0 | 0 | 0 | 0 | 0 | 0 | 0 | 0 | 0 | 0 | 0 | 0 | 0
7i | Offshore Wind |  |  | 0 | 0 | 0 | 0 | 0 | 0 | 0 | 0 | 0 | 0 | 0 | 0 | 0 | 0 | 0 | 0 | 0 | 0 | 0
7j | Solar (PV) |  |  | 0 | 0 | 0 | 0 | 0 | 0 | 0 | 0 | 0 | 0 | 0 | 0 | 0 | 0 | 0 | 0 | 0 | 0 | 0
7k | Biomass |  |  | 0 | 0 | 0 | 0 | 0 | 0 | 0 | 0 | 0 | 0 | 0 | 0 | 0 | 0 | 0 | 0 | 0 | 0 | 0
7l | other RES (apart from hydro, including tidal, wave, geothermal, waste renewable, CSP,…) |  |  | 0 | 0 | 0 | 0 | 0 | 0 | 0 | 0 | 0 | 0 | 0 | 0 | 0 | 0 | 0 | 0 | 0 | 0 | 0
7m | Hydro Run of River and Reservoir |  |  | 0 | 0 | 0 | 0 | 0 | 0 | 0 | 0 | 0 | 0 | 0 | 0 | 0 | 0 | 0 | 0 | 0 | 0 | 0
7n | Hydro pumping |  |  | 0 | 0 | 0 | 0 | 0 | 0 | 0 | 0 | 0 | 0 | 0 | 0 | 0 | 0 | 0 | 0 | 0 | 0 | 0
7o | Other non-RES (incl. not clearly identifiable energy sources) |  |  | 0 | 0 | 0 | 0 | 0 | 0 | 0 | 0 | 0 | 0 | 0 | 0 | 0 | 0 | 0 | 0 | 0 | 0 | 0
PART B : DATA FOR NORMAL CONDITIONS
8 | Non-usable capacity at reference point (all power stations including mothballed, authorization & technical & legal constraints, energy source unavailability etc. ) |  |  | 0.8 | 0.8 | 0.8 | 0.8 | 0.8 | 0.8 | 0.8 | 0.8 | 0.8 | 0.8 | 0.8 | 0.8 | 0.8 | 0.8 | 0.8 | 0.8 | 0.8 | 0.8 | 0.8
8a | of which nuclear |  |  | 0 | 0 | 0 | 0 | 0 | 0 | 0 | 0 | 0 | 0 | 0 | 0 | 0 | 0 | 0 | 0 | 0 | 0 | 0
8b | of which Lignite |  |  | 0 | 0 | 0 | 0 | 0 | 0 | 0 | 0 | 0 | 0 | 0 | 0 | 0 | 0 | 0 | 0 | 0 | 0 | 0
8c | of which Hard Coal |  |  | 0 | 0 | 0 | 0 | 0 | 0 | 0 | 0 | 0 | 0 | 0 | 0 | 0 | 0 | 0 | 0 | 0 | 0 | 0
8d | of which Gas |  |  | 0 | 0 | 0 | 0 | 0 | 0 | 0 | 0 | 0 | 0 | 0 | 0 | 0 | 0 | 0 | 0 | 0 | 0 | 0
8e | of which Oil |  |  | 0 | 0 | 0 | 0 | 0 | 0 | 0 | 0 | 0 | 0 | 0 | 0 | 0 | 0 | 0 | 0 | 0 | 0 | 0
8f | of which Oil Shale |  |  | 0 | 0 | 0 | 0 | 0 | 0 | 0 | 0 | 0 | 0 | 0 | 0 | 0 | 0 | 0 | 0 | 0 | 0 | 0
8g | of which Fossil Peat |  |  | 0 | 0 | 0 | 0 | 0 | 0 | 0 | 0 | 0 | 0 | 0 | 0 | 0 | 0 | 0 | 0 | 0 | 0 | 0
8h | of which onshore wind |  |  | 0 | 0 | 0 | 0 | 0 | 0 | 0 | 0 | 0 | 0 | 0 | 0 | 0 | 0 | 0 | 0 | 0 | 0 | 0
8i | of which offshore wind |  |  | 0 | 0 | 0 | 0 | 0 | 0 | 0 | 0 | 0 | 0 | 0 | 0 | 0 | 0 | 0 | 0 | 0 | 0 | 0
8j | of which Solar |  |  | 0 | 0 | 0 | 0 | 0 | 0 | 0 | 0 | 0 | 0 | 0 | 0 | 0 | 0 | 0 | 0 | 0 | 0 | 0
8k | of which Biomass |  |  | 0 | 0 | 0 | 0 | 0 | 0 | 0 | 0 | 0 | 0 | 0 | 0 | 0 | 0 | 0 | 0 | 0 | 0 | 0
8l | of which other RES (apart from hydro) |  |  | 0 | 0 | 0 | 0 | 0 | 0 | 0 | 0 | 0 | 0 | 0 | 0 | 0 | 0 | 0 | 0 | 0 | 0 | 0
8m | Hydro Run of River and Reservoir |  |  | 0.8 | 0.8 | 0.8 | 0.8 | 0.8 | 0.8 | 0.8 | 0.8 | 0.8 | 0.8 | 0.8 | 0.8 | 0.8 | 0.8 | 0.8 | 0.8 | 0.8 | 0.8 | 0.8
8n | Hydro pumping |  |  | 0 | 0 | 0 | 0 | 0 | 0 | 0 | 0 | 0 | 0 | 0 | 0 | 0 | 0 | 0 | 0 | 0 | 0 | 0
8o | of which other non-RES (incl. not clearly identifiable energy sources) |  |  | 0 | 0 | 0 | 0 | 0 | 0 | 0 | 0 | 0 | 0 | 0 | 0 | 0 | 0 | 0 | 0 | 0 | 0 | 0
9 | Available capacity (9 = 6 - (7 + 8)) |  |  | 1.3 | 1.3 | 1.3 | 1.3 | 1.3 | 1.3 | 1.3 | 1.3 | 1.3 | 1.3 | 1.3 | 1.3 | 1.3 | 1.3 | 1.3 | 1.3 | 1.3 | 1.3 | 1.3
10 | Outages: average expected value (all power stations) |  |  | 0.065 | 0.065 | 0.065 | 0.065 | 0.065 | 0.065 | 0.065 | 0.065 | 0.065 | 0.065 | 0.065 | 0.065 | 0.065 | 0.065 | 0.065 | 0.065 | 0.065 | 0.065 | 0.065
11 | System services reserve (one hour ahead of real time) |  |  | 0.06 | 0.06 | 0.06 | 0.06 | 0.06 | 0.06 | 0.06 | 0.06 | 0.06 | 0.06 | 0.06 | 0.06 | 0.06 | 0.06 | 0.06 | 0.06 | 0.06 | 0.06 | 0.06
12 | Reliably available capacity (12 = 9 - (10 + 11)) |  |  | 1.175 | 1.175 | 1.175 | 1.175 | 1.175 | 1.175 | 1.175 | 1.175 | 1.175 | 1.175 | 1.175 | 1.175 | 1.175 | 1.175 | 1.175 | 1.175 | 1.175 | 1.175 | 1.175
13 | Demand at reference point in time |  |  | 1.3715 | 1.374 | 1.4433 | 1.4474 | 1.4841 | 1.4882 | 1.4705 | 1.4449 | 1.4389 | 1.4386 | 1.4187 | 1.3941 | 1.3626 | 1.318 | 1.2759 | 1.256 | 1.2177 | 1.1609 | 0.97706
13b | Population average daily (24h) temperature (degrees Celsius) |  |  | 9.1785 | 8.2374 | 7.4636 | 6.8899 | 6.5827 | 6.4695 | 5.9598 | 6.0946 | 6.2566 | 6.4697 | 6.7522 | 7.1173 | 7.5735 | 8.1251 | 8.6744 | 9.4023 | 10.2188 | 11.1161 | 12.0842
14a | Load reduction / demand side response available at reference point in time |  |  | 0 | 0 | 0 | 0 | 0 | 0 | 0 | 0 | 0 | 0 | 0 | 0 | 0 | 0 | 0 | 0 | 0 | 0 | 0
14b | Strategic reserves available at reference point in time |  |  | 0 | 0 | 0 | 0 | 0 | 0 | 0 | 0 | 0 | 0 | 0 | 0 | 0 | 0 | 0 | 0 | 0 | 0 | 0
15 | Net weekly load at reference point in time (15 = 13-14a) |  |  | 1.3715 | 1.374 | 1.4433 | 1.4474 | 1.4841 | 1.4882 | 1.4705 | 1.4449 | 1.4389 | 1.4386 | 1.4187 | 1.3941 | 1.3626 | 1.318 | 1.2759 | 1.256 | 1.2177 | 1.1609 | 0.97706
16 | Remaining capacity at reference point in time (16 = 12- 15) |  |  | -0.19653 | -0.199 | -0.26828 | -0.27244 | -0.30906 | -0.31317 | -0.2955 | -0.26986 | -0.26389 | -0.26361 | -0.24372 | -0.21906 | -0.18761 | -0.14296 | -0.10094 | -0.080998 | -0.042654 | 0.014055 | 0.19794
B1 | Weekly peak load (unrestricted reference point in time) |  |  | 1.38 | 1.38 | 1.45 | 1.46 | 1.49 | 1.5 | 1.48 | 1.45 | 1.45 | 1.45 | 1.43 | 1.4 | 1.37 | 1.33 | 1.29 | 1.27 | 1.23 | 1.17 | 0.99
B2 | Daily hour of expected weekly peak load (CET for winter, but CEST for last week; CEST for summer) |  |  | 19:00 | 19:00 | 19:00 | 19:00 | 19:00 | 19:00 | 19:00 | 19:00 | 19:00 | 19:00 | 19:00 | 19:00 | 19:00 | 19:00 | 19:00 | 19:00 | 19:00 | 19:00 | 19:00
PART C : DATA FOR SEVERE CONDITIONS
17 | Non-usable capacity at reference point (all power stations including mothballed, authorization & technical & legal constraints, energy source unavailability etc. ) |  |  | 0.9 | 0.9 | 0.9 | 0.9 | 0.9 | 0.9 | 0.9 | 0.9 | 0.9 | 0.9 | 0.9 | 0.9 | 0.9 | 0.9 | 0.9 | 0.9 | 0.9 | 0.9 | 0.9
17a | of which nuclear |  |  | 0 | 0 | 0 | 0 | 0 | 0 | 0 | 0 | 0 | 0 | 0 | 0 | 0 | 0 | 0 | 0 | 0 | 0 | 0
17b | of which Lignite |  |  | 0 | 0 | 0 | 0 | 0 | 0 | 0 | 0 | 0 | 0 | 0 | 0 | 0 | 0 | 0 | 0 | 0 | 0 | 0
17c | of which Hard Coal |  |  | 0 | 0 | 0 | 0 | 0 | 0 | 0 | 0 | 0 | 0 | 0 | 0 | 0 | 0 | 0 | 0 | 0 | 0 | 0
17d | of which Gas |  |  | 0 | 0 | 0 | 0 | 0 | 0 | 0 | 0 | 0 | 0 | 0 | 0 | 0 | 0 | 0 | 0 | 0 | 0 | 0
17e | of which Oil |  |  | 0 | 0 | 0 | 0 | 0 | 0 | 0 | 0 | 0 | 0 | 0 | 0 | 0 | 0 | 0 | 0 | 0 | 0 | 0
17f | of which Oil Shale |  |  | 0 | 0 | 0 | 0 | 0 | 0 | 0 | 0 | 0 | 0 | 0 | 0 | 0 | 0 | 0 | 0 | 0 | 0 | 0
17g | of which Fossil Peat |  |  | 0 | 0 | 0 | 0 | 0 | 0 | 0 | 0 | 0 | 0 | 0 | 0 | 0 | 0 | 0 | 0 | 0 | 0 | 0
17h | of which onshore wind |  |  | 0 | 0 | 0 | 0 | 0 | 0 | 0 | 0 | 0 | 0 | 0 | 0 | 0 | 0 | 0 | 0 | 0 | 0 | 0
17i | of which offshore wind |  |  | 0 | 0 | 0 | 0 | 0 | 0 | 0 | 0 | 0 | 0 | 0 | 0 | 0 | 0 | 0 | 0 | 0 | 0 | 0
17j | of which Solar |  |  | 0 | 0 | 0 | 0 | 0 | 0 | 0 | 0 | 0 | 0 | 0 | 0 | 0 | 0 | 0 | 0 | 0 | 0 | 0
17k | of which Biomass |  |  | 0 | 0 | 0 | 0 | 0 | 0 | 0 | 0 | 0 | 0 | 0 | 0 | 0 | 0 | 0 | 0 | 0 | 0 | 0
17l | of which other RES (apart from hydro) |  |  | 0 | 0 | 0 | 0 | 0 | 0 | 0 | 0 | 0 | 0 | 0 | 0 | 0 | 0 | 0 | 0 | 0 | 0 | 0
17m | Hydro Run of River and Reservoir |  |  | 0.9 | 0.9 | 0.9 | 0.9 | 0.9 | 0.9 | 0.9 | 0.9 | 0.9 | 0.9 | 0.9 | 0.9 | 0.9 | 0.9 | 0.9 | 0.9 | 0.9 | 0.9 | 0.9
17n | Hydro pumping |  |  | 0 | 0 | 0 | 0 | 0 | 0 | 0 | 0 | 0 | 0 | 0 | 0 | 0 | 0 | 0 | 0 | 0 | 0 | 0
17o | of which other non-RES (incl. not clearly identifiable energy sources) |  |  | 0 | 0 | 0 | 0 | 0 | 0 | 0 | 0 | 0 | 0 | 0 | 0 | 0 | 0 | 0 | 0 | 0 | 0 | 0
18 | Available capacity (18 = 6 - (7 + 17)) |  |  | 1.2 | 1.2 | 1.2 | 1.2 | 1.2 | 1.2 | 1.2 | 1.2 | 1.2 | 1.2 | 1.2 | 1.2 | 1.2 | 1.2 | 1.2 | 1.2 | 1.2 | 1.2 | 1.2
19 | Outages: average expected value (all power stations) under SEVERE conditions |  |  | 0.084 | 0.084 | 0.084 | 0.084 | 0.084 | 0.084 | 0.084 | 0.084 | 0.084 | 0.084 | 0.084 | 0.084 | 0.084 | 0.084 | 0.084 | 0.084 | 0.084 | 0.084 | 0.084
20 | System services reserve (one hour ahead of real time) under SEVERE conditions |  |  | 0.06 | 0.06 | 0.06 | 0.06 | 0.06 | 0.06 | 0.06 | 0.06 | 0.06 | 0.06 | 0.06 | 0.06 | 0.06 | 0.06 | 0.06 | 0.06 | 0.06 | 0.06 | 0.06
21 | Reliably available capacity under SEVERE conditions (21 = 18 - (19 + 20)) |  |  | 1.056 | 1.056 | 1.056 | 1.056 | 1.056 | 1.056 | 1.056 | 1.056 | 1.056 | 1.056 | 1.056 | 1.056 | 1.056 | 1.056 | 1.056 | 1.056 | 1.056 | 1.056 | 1.056
22 | Demand at reference point in time under SEVERE conditions (one in 20 year) |  |  | 1.5012 | 1.5356 | 1.5859 | 1.6296 | 1.6138 | 1.5944 | 1.5985 | 1.5561 | 1.5298 | 1.5017 | 1.538 | 1.5318 | 1.4878 | 1.4372 | 1.4724 | 1.4454 | 1.3793 | 1.2449 | 1.0956
23a | Load reduction / demand side response available at reference point in time under SEVERE conditions |  |  | 0 | 0 | 0 | 0 | 0 | 0 | 0 | 0 | 0 | 0 | 0 | 0 | 0 | 0 | 0 | 0 | 0 | 0 | 0
23b | Strategic reserves available at reference point in time under SEVERE conditions |  |  | 0 | 0 | 0 | 0 | 0 | 0 | 0 | 0 | 0 | 0 | 0 | 0 | 0 | 0 | 0 | 0 | 0 | 0 | 0
24 | Net weekly peak load for SEVERE conditions (24 = 22-23a) |  |  | 1.5012 | 1.5356 | 1.5859 | 1.6296 | 1.6138 | 1.5944 | 1.5985 | 1.5561 | 1.5298 | 1.5017 | 1.538 | 1.5318 | 1.4878 | 1.4372 | 1.4724 | 1.4454 | 1.3793 | 1.2449 | 1.0956
25 | Remaining capacity for SEVERE conditions (25 = 21-24) |  |  | -0.44518 | -0.47965 | -0.52988 | -0.57363 | -0.5578 | -0.53842 | -0.54249 | -0.50014 | -0.47378 | -0.44574 | -0.48196 | -0.47578 | -0.43176 | -0.3812 | -0.41644 | -0.38937 | -0.32329 | -0.18893 | -0.03961
C1 | Weekly peak load under SEVERE conditions (unrestricted reference point in time) |  |  | 1.55 | 1.59 | 1.64 | 1.68 | 1.66 | 1.64 | 1.65 | 1.61 | 1.58 | 1.55 | 1.59 | 1.58 | 1.54 | 1.49 | 1.52 | 1.5 | 1.43 | 1.29 | 1.15
C2 | Daily hour of expected weekly peak load (CET for winter, but CEST for last week; CEST for summer) |  |  | 19 | 19 | 19 | 19 | 19 | 19 | 19 | 19 | 19 | 19 | 19 | 19 | 19 | 19 | 19 | 19 | 19 | 19 | 19
PART D: ADDITIONAL INFORMATION FOR INTERCONNECTORS (at synchronous peak)
31 | Simultaneous importable capacity |  | From | 0.9 | 0.9 | 0.9 | 0.9 | 0.9 | 0.9 | 0.9 | 0.9 | 0.9 | 0.9 | 0.9 | 0.9 | 0.9 | 0.9 | 0.9 | 0.9 | 0.9 | 0.9 | 0.9
32 | Simultaneous exportable capacity |  | To | 0.9 | 0.9 | 0.9 | 0.9 | 0.9 | 0.9 | 0.9 | 0.9 | 0.9 | 0.9 | 0.9 | 0.9 | 0.9 | 0.9 | 0.9 | 0.9 | 0.9 | 0.9 | 0.9
| The off-peak dates are related to Sunday of each week |  |  | 2019-12-01 | 2019-12-08 | 2019-12-15 | 2019-12-22 | 2019-12-29 | 2020-01-05 | 2020-01-12 | 2020-01-19 | 2020-01-26 | 2020-02-02 | 2020-02-09 | 2020-02-16 | 2020-02-23 | 2020-03-01 | 2020-03-08 | 2020-03-15 | 2020-03-22 | 2020-03-29 | 2020-04-05
| WEEK |  |  | 48 | 49 | 50 | 51 | 52 | 1 | 2 | 3 | 4 | 5 | 6 | 7 | 8 | 9 | 10 | 11 | 12 | 13 | 14
| Time (CET for winter, but CEST for last week of winter; CEST for summer) |  |  | 5:00 | 5:00 | 5:00 | 5:00 | 5:00 | 5:00 | 5:00 | 5:00 | 5:00 | 5:00 | 5:00 | 5:00 | 5:00 | 5:00 | 5:00 | 5:00 | 5:00 | 5:00 | 5:00
PART E: ADDITIONAL INFORMATION FOR NIGHT MIN DEMAND CONDITIONS
33 | Weekly Minimum Demand (overnight valley minimum) |  |  | 0.49996 | 0.56458 | 0.53649 | 0.55823 | 0.51762 | 0.50351 | 0.51575 | 0.5039 | 0.50605 | 0.4911 | 0.5076 | 0.48567 | 0.50244 | 0.50859 | 0.49097 | 0.48948 | 0.4724 | 0.46522 | 0.45957
34 | Must Run Generation (excluding wind/run of river) |  |  | 0 | 0 | 0 | 0 | 0 | 0 | 0 | 0 | 0 | 0 | 0 | 0 | 0 | 0 | 0 | 0 | 0 | 0 | 0
35 | Run of river generation (Must Run) |  |  | 0.3 | 0.3 | 0.3 | 0.3 | 0.3 | 0.3 | 0.3 | 0.3 | 0.3 | 0.3 | 0.3 | 0.3 | 0.3 | 0.3 | 0.3 | 0.3 | 0.3 | 0.3 | 0.3
36 | Downward balancing reserves (FCR, FRR) |  |  | 0.05 | 0.05 | 0.05 | 0.05 | 0.05 | 0.05 | 0.05 | 0.05 | 0.05 | 0.05 | 0.05 | 0.05 | 0.05 | 0.05 | 0.05 | 0.05 | 0.05 | 0.05 | 0.05
37 | Pumping Storage Capacity available (Power) |  |  | 0 | 0 | 0 | 0 | 0 | 0 | 0 | 0 | 0 | 0 | 0 | 0 | 0 | 0 | 0 | 0 | 0 | 0 | 0
38a | Highest expected onshore wind generation running |  |  | 0 | 0 | 0 | 0 | 0 | 0 | 0 | 0 | 0 | 0 | 0 | 0 | 0 | 0 | 0 | 0 | 0 | 0 | 0
38b | Highest expected offshore wind generation running |  |  | 0 | 0 | 0 | 0 | 0 | 0 | 0 | 0 | 0 | 0 | 0 | 0 | 0 | 0 | 0 | 0 | 0 | 0 | 0
39 | DOWNWARD REGULATION CAPABILITIES: 39 = (33+37)-(34+35+36+38a+38b)) |  |  | 0.14996 | 0.21458 | 0.18649 | 0.20823 | 0.16762 | 0.15351 | 0.16575 | 0.1539 | 0.15605 | 0.1411 | 0.1576 | 0.13567 | 0.15244 | 0.15859 | 0.14097 | 0.13948 | 0.1224 | 0.11522 | 0.10957
PART Ebis: ADDITIONAL INFORMATION FOR INTERCONNECTORS
Transportable capacity at night minimum demand conditions (high wind conditions)
40 | Simultaneous importable capacity |  | From | 0.9 | 0.9 | 0.9 | 0.9 | 0.9 | 0.9 | 0.9 | 0.9 | 0.9 | 0.9 | 0.9 | 0.9 | 0.9 | 0.9 | 0.9 | 0.9 | 0.9 | 0.9 | 0.9
41 | Simultaneous exportable capacity |  | To | 0.9 | 0.9 | 0.9 | 0.9 | 0.9 | 0.9 | 0.9 | 0.9 | 0.9 | 0.9 | 0.9 | 0.9 | 0.9 | 0.9 | 0.9 | 0.9 | 0.9 | 0.9 | 0.9
| Time (CET for winter, but CEST for last week of winter; CEST for summer) |  |  | 11:00 | 11:00 | 11:00 | 11:00 | 11:00 | 11:00 | 11:00 | 11:00 | 11:00 | 11:00 | 11:00 | 11:00 | 11:00 | 11:00 | 11:00 | 11:00 | 11:00 | 11:00 | 11:00
PART F: ADDITIONAL INFORMATION FOR DAYTIME MIN DEMAND CONDITIONS
42 | Weekly Minimum Daytime Demand (Sunday low peak + solar) |  |  | 1.0784 | 1.1995 | 1.1294 | 1.1582 | 1.149 | 1.1835 | 1.1918 | 1.1736 | 1.2151 | 1.2045 | 1.1631 | 1.1746 | 1.1698 | 1.1775 | 1.1525 | 1.144 | 1.1319 | 1.0503 | 1.0041
43 | Must Run Generation (excluding wind/PV/run of river) |  |  | 0 | 0 | 0 | 0 | 0 | 0 | 0 | 0 | 0 | 0 | 0 | 0 | 0 | 0 | 0 | 0 | 0 | 0 | 0
44 | Run of river generation (Must Run) |  |  | 0.25 | 0.25 | 0.25 | 0.25 | 0.25 | 0.25 | 0.25 | 0.25 | 0.25 | 0.25 | 0.25 | 0.25 | 0.25 | 0.25 | 0.25 | 0.25 | 0.25 | 0.25 | 0.25
45 | Downward balancing reserves (FCR, FRR) |  |  | 0.05 | 0.05 | 0.05 | 0.05 | 0.05 | 0.05 | 0.05 | 0.05 | 0.05 | 0.05 | 0.05 | 0.05 | 0.05 | 0.05 | 0.05 | 0.05 | 0.05 | 0.05 | 0.05
46 | Pumping Storage Capacity available (Power) |  |  | 0 | 0 | 0 | 0 | 0 | 0 | 0 | 0 | 0 | 0 | 0 | 0 | 0 | 0 | 0 | 0 | 0 | 0 | 0
47a | Highest expected onshore wind generation running |  |  | 0 | 0 | 0 | 0 | 0 | 0 | 0 | 0 | 0 | 0 | 0 | 0 | 0 | 0 | 0 | 0 | 0 | 0 | 0
47b | Highest expected offshore wind generation running |  |  | 0 | 0 | 0 | 0 | 0 | 0 | 0 | 0 | 0 | 0 | 0 | 0 | 0 | 0 | 0 | 0 | 0 | 0 | 0
48 | Highest expected solar PV running |  |  | 0 | 0 | 0 | 0 | 0 | 0 | 0 | 0 | 0 | 0 | 0 | 0 | 0 | 0 | 0 | 0 | 0 | 0 | 0
49 | DOWNWARD REGULATION CAPABILITIES: 49 = (42+46)-(43+44+45+47a+47b+48a+48b) |  |  | 0.77842 | 0.8995 | 0.82935 | 0.8582 | 0.84903 | 0.88348 | 0.89184 | 0.87361 | 0.91508 | 0.90451 | 0.86312 | 0.87463 | 0.86978 | 0.87746 | 0.85251 | 0.84401 | 0.83187 | 0.75032 | 0.7041
PART Fbis: ADDITIONAL INFORMATION FOR INTERCONNECTORS
Transportable capacity at daytime minimum demand conditions (high wind and high solar conditions)
50 | Simultaneous importable capacity |  | From | 0.9 | 0.9 | 0.9 | 0.9 | 0.9 | 0.9 | 0.9 | 0.9 | 0.9 | 0.9 | 0.9 | 0.9 | 0.9 | 0.9 | 0.9 | 0.9 | 0.9 | 0.9 | 0.9
51 | Simultaneous exportable capacity |  | To | 0.9 | 0.9 | 0.9 | 0.9 | 0.9 | 0.9 | 0.9 | 0.9 | 0.9 | 0.9 | 0.9 | 0.9 | 0.9 | 0.9 | 0.9 | 0.9 | 0.9 | 0.9 | 0.9