## inventory_of_transmission_2021
MeasureItem | MeasureItemCategoryID | MeasureItemID | Category | Country | Year | LengthOfCircuits | LengthOfRoutes | NumberOfUnits | ProvidedValue | CreationDate | ProvidedValueCode
Inventory of Transmission | 5 | 406 | ACC_220kV_380kV | AT | 2021 | 8 | 7 |  |  | 2023-03-28
Inventory of Transmission | 5 | 407 | ACC_Over_380kV | AT | 2021 | 54 | 54 |  |  | 2023-03-28
Inventory of Transmission | 5 | 400 | ACL_110kV_220kV | AT | 2021 | 10809 | 6124 |  |  | 2023-03-28
Inventory of Transmission | 5 | 401 | ACL_220kV | AT | 2021 | 3735 | 1911 |  |  | 2023-03-28
Inventory of Transmission | 5 | 402 | ACL_275kV | AT | 2021 |  |  |  |  | 2023-03-28 | Not Expected
Inventory of Transmission | 5 | 403 | ACL_330kV | AT | 2021 |  |  |  |  | 2023-03-28 | Not Expected
Inventory of Transmission | 5 | 404 | ACL_380_400kV | AT | 2021 | 3004 | 1386 |  |  | 2023-03-28
Inventory of Transmission | 5 | 405 | ACL_750kV | AT | 2021 |  |  |  |  | 2023-03-28 | Not Expected
Inventory of Transmission | 5 | 424 | Comments_1 | AT | 2021 |  |  |  |  | 2023-03-28
Inventory of Transmission | 5 | 425 | Comments_2 | AT | 2021 |  |  |  | 110 kV cables: length of circuits 808 km, length of routh 748 km | 2023-03-28
Inventory of Transmission | 5 | 426 | Comments_3 | AT | 2021 |  |  |  |  | 2023-03-28
Inventory of Transmission | 5 | 427 | Comments_4 | AT | 2021 |  |  |  |  | 2023-03-28
Inventory of Transmission | 5 | 422 | DCC_110kV_220V | AT | 2021 |  |  |  |  | 2023-03-28 | Not Expected
Inventory of Transmission | 5 | 408 | DCC_220kV_380kV | AT | 2021 |  |  |  |  | 2023-03-28 | Not Expected
Inventory of Transmission | 5 | 409 | DCC_Over_380kV | AT | 2021 |  |  |  |  | 2023-03-28 | Not Expected
Inventory of Transmission | 5 | 421 | Nw_220kV_110kV_lower | AT | 2021 |  |  | 45 | 9.84 | 2023-03-28
Inventory of Transmission | 5 | 420 | Nw_275kV_110kV_lower | AT | 2021 |  |  |  |  | 2023-03-28 | Not Expected
Inventory of Transmission | 5 | 419 | Nw_330kV_110kV_lower | AT | 2021 |  |  |  |  | 2023-03-28 | Not Expected
Inventory of Transmission | 5 | 418 | Nw_330kV_220kV | AT | 2021 |  |  |  |  | 2023-03-28 | Not Expected
Inventory of Transmission | 5 | 417 | Nw_400kV_110kV_lower | AT | 2021 |  |  | 21 | 6.1 | 2023-03-28
Inventory of Transmission | 5 | 416 | Nw_400kV_220kV | AT | 2021 |  |  | 21 | 13.9 | 2023-03-28
Inventory of Transmission | 5 | 415 | Nw_400kV_330kV | AT | 2021 |  |  |  |  | 2023-03-28 | Not Expected
Inventory of Transmission | 5 | 414 | Nw_750kV_400kV_lower | AT | 2021 |  |  |  |  | 2023-03-28 | Not Expected
Inventory of Transmission | 5 | 413 | Of_PU_>220kV | AT | 2021 |  |  |  |  | 2023-03-28 | Not Expected
Inventory of Transmission | 5 | 412 | Of_PU_>275kV | AT | 2021 |  |  |  |  | 2023-03-28 | Not Expected
Inventory of Transmission | 5 | 411 | Of_PU_>330kV | AT | 2021 |  |  |  |  | 2023-03-28 | Not Expected
Inventory of Transmission | 5 | 410 | Of_PU_>400kV | AT | 2021 |  |  |  |  | 2023-03-28 | Not Expected
Inventory of Transmission | 5 | 406 | ACC_220kV_380kV | BE | 2021 | 162 | 72 |  |  | 2023-03-28
Inventory of Transmission | 5 | 407 | ACC_Over_380kV | BE | 2021 | 41 | 10 |  |  | 2023-03-28
Inventory of Transmission | 5 | 400 | ACL_110kV_220kV | BE | 2021 | 3223 | 1934.707 |  |  | 2023-03-28
Inventory of Transmission | 5 | 401 | ACL_220kV | BE | 2021 | 448.184 | 298.907 |  |  | 2023-03-28
Inventory of Transmission | 5 | 402 | ACL_275kV | BE | 2021 |  |  |  |  | 2023-03-28 | Not Expected
Inventory of Transmission | 5 | 403 | ACL_330kV | BE | 2021 |  |  |  |  | 2023-03-28 | Not Expected
Inventory of Transmission | 5 | 404 | ACL_380_400kV | BE | 2021 | 1533.558 | 939.077 |  |  | 2023-03-28
Inventory of Transmission | 5 | 405 | ACL_750kV | BE | 2021 |  |  |  |  | 2023-03-28 | Not Expected
Inventory of Transmission | 5 | 424 | Comments_1 | BE | 2021 |  |  |  |  | 2023-03-28
Inventory of Transmission | 5 | 425 | Comments_2 | BE | 2021 |  |  |  |  | 2023-03-28
Inventory of Transmission | 5 | 426 | Comments_3 | BE | 2021 |  |  |  |  | 2023-03-28
Inventory of Transmission | 5 | 427 | Comments_4 | BE | 2021 |  |  |  |  | 2023-03-28
Inventory of Transmission | 5 | 422 | DCC_110kV_220V | BE | 2021 |  |  |  |  | 2023-03-28 | Not Expected
Inventory of Transmission | 5 | 408 | DCC_220kV_380kV | BE | 2021 | 49 | 49 |  |  | 2023-03-28
Inventory of Transmission | 5 | 409 | DCC_Over_380kV | BE | 2021 | 139 | 139 |  |  | 2023-03-28
Inventory of Transmission | 5 | 421 | Nw_220kV_110kV_lower | BE | 2021 |  |  | 4 | 1.275 | 2023-03-28
Inventory of Transmission | 5 | 420 | Nw_275kV_110kV_lower | BE | 2021 |  |  |  |  | 2023-03-28 | Not Expected
Inventory of Transmission | 5 | 419 | Nw_330kV_110kV_lower | BE | 2021 |  |  |  |  | 2023-03-28 | Not Expected
Inventory of Transmission | 5 | 418 | Nw_330kV_220kV | BE | 2021 |  |  |  |  | 2023-03-28 | Not Expected
Inventory of Transmission | 5 | 417 | Nw_400kV_110kV_lower | BE | 2021 |  |  | 31 | 16.3407 | 2023-03-28
Inventory of Transmission | 5 | 416 | Nw_400kV_220kV | BE | 2021 |  |  | 10 | 4.2 | 2023-03-28
Inventory of Transmission | 5 | 415 | Nw_400kV_330kV | BE | 2021 |  |  |  |  | 2023-03-28 | Not Expected
Inventory of Transmission | 5 | 414 | Nw_750kV_400kV_lower | BE | 2021 |  |  |  |  | 2023-03-28 | Not Expected
Inventory of Transmission | 5 | 413 | Of_PU_>220kV | BE | 2021 |  |  |  |  | 2023-03-28 | Not Expected
Inventory of Transmission | 5 | 412 | Of_PU_>275kV | BE | 2021 |  |  |  |  | 2023-03-28 | Not Expected
Inventory of Transmission | 5 | 411 | Of_PU_>330kV | BE | 2021 |  |  |  |  | 2023-03-28 | Not Expected
Inventory of Transmission | 5 | 410 | Of_PU_>400kV | BE | 2021 |  |  |  |  | 2023-03-28 | Not Expected
Inventory of Transmission | 5 | 406 | ACC_220kV_380kV | BG | 2021 |  |  |  |  | 2023-03-28 | Not Expected
Inventory of Transmission | 5 | 407 | ACC_Over_380kV | BG | 2021 |  |  |  |  | 2023-03-28 | Not Expected
Inventory of Transmission | 5 | 400 | ACL_110kV_220kV | BG | 2021 | 10066 | 10066 |  |  | 2023-03-28
Inventory of Transmission | 5 | 401 | ACL_220kV | BG | 2021 | 2710 | 2710 |  |  | 2023-03-28
Inventory of Transmission | 5 | 402 | ACL_275kV | BG | 2021 |  |  |  |  | 2023-03-28 | Not Expected
Inventory of Transmission | 5 | 403 | ACL_330kV | BG | 2021 |  |  |  |  | 2023-03-28 | Not Expected
Inventory of Transmission | 5 | 404 | ACL_380_400kV | BG | 2021 | 3072 | 3072 |  |  | 2023-03-28
Inventory of Transmission | 5 | 405 | ACL_750kV | BG | 2021 |  |  |  |  | 2023-03-28 | Not Expected
Inventory of Transmission | 5 | 424 | Comments_1 | BG | 2021 |  |  |  |  | 2023-03-28
Inventory of Transmission | 5 | 425 | Comments_2 | BG | 2021 |  |  |  |  | 2023-03-28
Inventory of Transmission | 5 | 426 | Comments_3 | BG | 2021 |  |  |  |  | 2023-03-28
Inventory of Transmission | 5 | 427 | Comments_4 | BG | 2021 |  |  |  |  | 2023-03-28
Inventory of Transmission | 5 | 422 | DCC_110kV_220V | BG | 2021 |  |  |  |  | 2023-03-28 | Not Expected
Inventory of Transmission | 5 | 408 | DCC_220kV_380kV | BG | 2021 |  |  |  |  | 2023-03-28 | Not Expected
Inventory of Transmission | 5 | 409 | DCC_Over_380kV | BG | 2021 |  |  |  |  | 2023-03-28 | Not Expected
Inventory of Transmission | 5 | 421 | Nw_220kV_110kV_lower | BG | 2021 |  |  | 40 | 7.94 | 2023-03-28
Inventory of Transmission | 5 | 420 | Nw_275kV_110kV_lower | BG | 2021 |  |  |  |  | 2023-03-28 | Not Expected
Inventory of Transmission | 5 | 419 | Nw_330kV_110kV_lower | BG | 2021 |  |  |  |  | 2023-03-28 | Not Expected
Inventory of Transmission | 5 | 418 | Nw_330kV_220kV | BG | 2021 |  |  |  |  | 2023-03-28 | Not Expected
Inventory of Transmission | 5 | 417 | Nw_400kV_110kV_lower | BG | 2021 |  |  | 21 | 4.782 | 2023-03-28
Inventory of Transmission | 5 | 416 | Nw_400kV_220kV | BG | 2021 |  |  | 7 | 6.144 | 2023-03-28
Inventory of Transmission | 5 | 415 | Nw_400kV_330kV | BG | 2021 |  |  |  |  | 2023-03-28 | Not Expected
Inventory of Transmission | 5 | 414 | Nw_750kV_400kV_lower | BG | 2021 |  |  |  |  | 2023-03-28 | Not Expected
Inventory of Transmission | 5 | 413 | Of_PU_>220kV | BG | 2021 |  |  | 25 | 4.46 | 2023-03-28
Inventory of Transmission | 5 | 412 | Of_PU_>275kV | BG | 2021 |  |  |  |  | 2023-03-28 | Not Expected
Inventory of Transmission | 5 | 411 | Of_PU_>330kV | BG | 2021 |  |  |  |  | 2023-03-28 | Not Expected
Inventory of Transmission | 5 | 410 | Of_PU_>400kV | BG | 2021 |  |  | 8 | 4.788 | 2023-03-28
Inventory of Transmission | 5 | 406 | ACC_220kV_380kV | CZ | 2021 |  |  |  |  | 2023-03-28 | Not Expected
Inventory of Transmission | 5 | 407 | ACC_Over_380kV | CZ | 2021 |  |  |  |  | 2023-03-28 | Not Expected
Inventory of Transmission | 5 | 400 | ACL_110kV_220kV | CZ | 2021 | 84 | 45 |  |  | 2023-03-28
Inventory of Transmission | 5 | 401 | ACL_220kV | CZ | 2021 | 1824 | 1262 |  |  | 2023-03-28
Inventory of Transmission | 5 | 402 | ACL_275kV | CZ | 2021 |  |  |  |  | 2023-03-28 | Not Expected
Inventory of Transmission | 5 | 403 | ACL_330kV | CZ | 2021 |  |  |  |  | 2023-03-28 | Not Expected
Inventory of Transmission | 5 | 404 | ACL_380_400kV | CZ | 2021 | 3940 | 3212 |  |  | 2023-03-28
Inventory of Transmission | 5 | 405 | ACL_750kV | CZ | 2021 |  |  |  |  | 2023-03-28 | Not Expected
Inventory of Transmission | 5 | 424 | Comments_1 | CZ | 2021 |  |  |  |  | 2023-03-28
Inventory of Transmission | 5 | 425 | Comments_2 | CZ | 2021 |  |  |  |  | 2023-03-28
Inventory of Transmission | 5 | 426 | Comments_3 | CZ | 2021 |  |  |  |  | 2023-03-28
Inventory of Transmission | 5 | 427 | Comments_4 | CZ | 2021 |  |  |  |  | 2023-03-28
Inventory of Transmission | 5 | 422 | DCC_110kV_220V | CZ | 2021 |  |  |  |  | 2023-03-28 | Not Expected
Inventory of Transmission | 5 | 408 | DCC_220kV_380kV | CZ | 2021 |  |  |  |  | 2023-03-28 | Not Expected
Inventory of Transmission | 5 | 409 | DCC_Over_380kV | CZ | 2021 |  |  |  |  | 2023-03-28 | Not Expected
Inventory of Transmission | 5 | 421 | Nw_220kV_110kV_lower | CZ | 2021 |  |  | 20 | 4000 | 2023-03-28
Inventory of Transmission | 5 | 420 | Nw_275kV_110kV_lower | CZ | 2021 |  |  |  |  | 2023-03-28 | Not Expected
Inventory of Transmission | 5 | 419 | Nw_330kV_110kV_lower | CZ | 2021 |  |  |  |  | 2023-03-28 | Not Expected
Inventory of Transmission | 5 | 418 | Nw_330kV_220kV | CZ | 2021 |  |  |  |  | 2023-03-28 | Not Expected
Inventory of Transmission | 5 | 417 | Nw_400kV_110kV_lower | CZ | 2021 |  |  | 51 | 17450 | 2023-03-28
Inventory of Transmission | 5 | 416 | Nw_400kV_220kV | CZ | 2021 |  |  | 8 | 5400 | 2023-03-28
Inventory of Transmission | 5 | 415 | Nw_400kV_330kV | CZ | 2021 |  |  |  |  | 2023-03-28 | Not Expected
Inventory of Transmission | 5 | 414 | Nw_750kV_400kV_lower | CZ | 2021 |  |  |  |  | 2023-03-28 | Not Expected
Inventory of Transmission | 5 | 413 | Of_PU_>220kV | CZ | 2021 |  |  | 14 | 4000 | 2023-03-28
Inventory of Transmission | 5 | 412 | Of_PU_>275kV | CZ | 2021 |  |  |  |  | 2023-03-28 | Not Expected
Inventory of Transmission | 5 | 411 | Of_PU_>330kV | CZ | 2021 |  |  |  |  | 2023-03-28 | Not Expected
Inventory of Transmission | 5 | 410 | Of_PU_>400kV | CZ | 2021 |  |  | 29 | 22850 | 2023-03-28
Inventory of Transmission | 5 | 406 | ACC_220kV_380kV | DE | 2021 | 315.821 | 360.6238 |  |  | 2023-03-28
Inventory of Transmission | 5 | 407 | ACC_Over_380kV | DE | 2021 | 82.168 | 45.517 |  |  | 2023-03-28
Inventory of Transmission | 5 | 400 | ACL_110kV_220kV | DE | 2021 | 267.9241 | 199.1267 |  |  | 2023-03-28
Inventory of Transmission | 5 | 401 | ACL_220kV | DE | 2021 | 11116.49 | 5329.745 |  |  | 2023-03-28
Inventory of Transmission | 5 | 402 | ACL_275kV | DE | 2021 |  |  |  |  | 2023-03-28 | Not Expected
Inventory of Transmission | 5 | 403 | ACL_330kV | DE | 2021 |  |  |  |  | 2023-03-28 | Not Expected
Inventory of Transmission | 5 | 404 | ACL_380_400kV | DE | 2021 | 21305.377 | 12722.405 |  |  | 2023-03-28
Inventory of Transmission | 5 | 405 | ACL_750kV | DE | 2021 |  |  |  |  | 2023-03-28 | Not Expected
Inventory of Transmission | 5 | 424 | Comments_1 | DE | 2021 |  |  |  | Amprion: If there is more than one circuit on a line the highest voltage level is used. | 2023-03-28
Inventory of Transmission | 5 | 425 | Comments_2 | DE | 2021 |  |  |  | Amprion: Filtered by cables outside substations | 2023-03-28
Inventory of Transmission | 5 | 426 | Comments_3 | DE | 2021 |  |  |  | Tennet DE: For DCC_Over_380kV full km of Nordlink is reported, which is 50% property of Statnet &TenneT | 2023-03-28
Inventory of Transmission | 5 | 427 | Comments_4 | DE | 2021 |  |  |  | Amprion: Filtered by status "in operation" and owned by Amprion; TenneT DE: For Nw_750kV_400kV_lower Nordlink converter only considered on TenneT Side; TenneT DE: For Nw_400kV_330kV, Nw_400kV_220kV & Nw_400kV_110kV_lower only land-side converteres are considered for offshore lines. | 2023-03-28
Inventory of Transmission | 5 | 422 | DCC_110kV_220V | DE | 2021 | 202 | 202 |  |  | 2023-03-28
Inventory of Transmission | 5 | 408 | DCC_220kV_380kV | DE | 2021 | 1798 | 1838.3 |  |  | 2023-03-28
Inventory of Transmission | 5 | 409 | DCC_Over_380kV | DE | 2021 | 1261 | 638 |  |  | 2023-03-28
Inventory of Transmission | 5 | 421 | Nw_220kV_110kV_lower | DE | 2021 |  |  | 271 | 55890 | 2023-03-28
Inventory of Transmission | 5 | 420 | Nw_275kV_110kV_lower | DE | 2021 |  |  |  |  | 2023-03-28 | Not Expected
Inventory of Transmission | 5 | 419 | Nw_330kV_110kV_lower | DE | 2021 |  |  |  |  | 2023-03-28 | Not Expected
Inventory of Transmission | 5 | 418 | Nw_330kV_220kV | DE | 2021 |  |  |  |  | 2023-03-28 | Not Expected
Inventory of Transmission | 5 | 417 | Nw_400kV_110kV_lower | DE | 2021 |  |  | 422 | 126430 | 2023-03-28
Inventory of Transmission | 5 | 416 | Nw_400kV_220kV | DE | 2021 |  |  | 173 | 70375 | 2023-03-28
Inventory of Transmission | 5 | 415 | Nw_400kV_330kV | DE | 2021 |  |  | 9 | 8543 | 2023-03-28
Inventory of Transmission | 5 | 414 | Nw_750kV_400kV_lower | DE | 2021 |  |  | 2 | 1572 | 2023-03-28
Inventory of Transmission | 5 | 413 | Of_PU_>220kV | DE | 2021 |  |  | 183 | 37200.2 | 2023-03-28
Inventory of Transmission | 5 | 412 | Of_PU_>275kV | DE | 2021 |  |  |  |  | 2023-03-28 | Not Expected
Inventory of Transmission | 5 | 411 | Of_PU_>330kV | DE | 2021 |  |  |  |  | 2023-03-28 | Not Expected
Inventory of Transmission | 5 | 410 | Of_PU_>400kV | DE | 2021 |  |  | 412 | 145529 | 2023-03-28
Inventory of Transmission | 5 | 406 | ACC_220kV_380kV | DK | 2021 | 620.85 | 366.26 |  |  | 2023-03-28
Inventory of Transmission | 5 | 407 | ACC_Over_380kV | DK | 2021 | 258.64 | 230 |  |  | 2023-03-28
Inventory of Transmission | 5 | 400 | ACL_110kV_220kV | DK | 2021 | 2796.71 | 1706.95 |  |  | 2023-03-28
Inventory of Transmission | 5 | 401 | ACL_220kV | DK | 2021 |  |  |  |  | 2023-03-28 | Not Expected
Inventory of Transmission | 5 | 402 | ACL_275kV | DK | 2021 |  |  |  |  | 2023-03-28 | Not Expected
Inventory of Transmission | 5 | 403 | ACL_330kV | DK | 2021 |  |  |  |  | 2023-03-28 | Not Expected
Inventory of Transmission | 5 | 404 | ACL_380_400kV | DK | 2021 | 1369.3 | 945.88 |  |  | 2023-03-28
Inventory of Transmission | 5 | 405 | ACL_750kV | DK | 2021 |  |  |  |  | 2023-03-28 | Not Expected
Inventory of Transmission | 5 | 424 | Comments_1 | DK | 2021 |  |  |  |  | 2023-03-28
Inventory of Transmission | 5 | 425 | Comments_2 | DK | 2021 |  |  |  |  | 2023-03-28
Inventory of Transmission | 5 | 426 | Comments_3 | DK | 2021 |  |  |  |  | 2023-03-28
Inventory of Transmission | 5 | 427 | Comments_4 | DK | 2021 |  |  |  |  | 2023-03-28
Inventory of Transmission | 5 | 422 | DCC_110kV_220V | DK | 2021 |  |  |  |  | 2023-03-28 | Not Expected
Inventory of Transmission | 5 | 408 | DCC_220kV_380kV | DK | 2021 | 829.78 | 742.29 |  |  | 2023-03-28
Inventory of Transmission | 5 | 409 | DCC_Over_380kV | DK | 2021 | 313.17 | 211.8 |  |  | 2023-03-28
Inventory of Transmission | 5 | 421 | Nw_220kV_110kV_lower | DK | 2021 |  |  | 2 | 900 | 2023-03-28
Inventory of Transmission | 5 | 420 | Nw_275kV_110kV_lower | DK | 2021 |  |  |  |  | 2023-03-28 | Not Expected
Inventory of Transmission | 5 | 419 | Nw_330kV_110kV_lower | DK | 2021 |  |  |  |  | 2023-03-28 | Not Expected
Inventory of Transmission | 5 | 418 | Nw_330kV_220kV | DK | 2021 |  |  |  |  | 2023-03-28 | Not Expected
Inventory of Transmission | 5 | 417 | Nw_400kV_110kV_lower | DK | 2021 |  |  | 44 | 14901.2 | 2023-03-28
Inventory of Transmission | 5 | 416 | Nw_400kV_220kV | DK | 2021 |  |  | 3 | 1450 | 2023-03-28
Inventory of Transmission | 5 | 415 | Nw_400kV_330kV | DK | 2021 |  |  |  |  | 2023-03-28 | Not Expected
Inventory of Transmission | 5 | 414 | Nw_750kV_400kV_lower | DK | 2021 |  |  |  |  | 2023-03-28 | Not Expected
Inventory of Transmission | 5 | 413 | Of_PU_>220kV | DK | 2021 |  |  | 13 | 3530 | 2023-03-28
Inventory of Transmission | 5 | 412 | Of_PU_>275kV | DK | 2021 |  |  |  |  | 2023-03-28 | Not Expected
Inventory of Transmission | 5 | 411 | Of_PU_>330kV | DK | 2021 |  |  |  |  | 2023-03-28 | Not Expected
Inventory of Transmission | 5 | 410 | Of_PU_>400kV | DK | 2021 |  |  | 62 | 18892.2 | 2023-03-28
Inventory of Transmission | 5 | 406 | ACC_220kV_380kV | ES | 2021 | 522.374 | 448.43 |  |  | 2023-03-28
Inventory of Transmission | 5 | 407 | ACC_Over_380kV | ES | 2021 | 55.05 | 22.8 |  |  | 2023-03-28
Inventory of Transmission | 5 | 400 | ACL_110kV_220kV | ES | 2021 | 363.77 | 352.14 |  |  | 2023-03-28
Inventory of Transmission | 5 | 401 | ACL_220kV | ES | 2021 | 19057.78 | 13579.59 |  |  | 2023-03-28
Inventory of Transmission | 5 | 402 | ACL_275kV | ES | 2021 |  |  |  |  | 2023-03-28 | Not Expected
Inventory of Transmission | 5 | 403 | ACL_330kV | ES | 2021 |  |  |  |  | 2023-03-28 | Not Expected
Inventory of Transmission | 5 | 404 | ACL_380_400kV | ES | 2021 | 21651.39 | 14190.33 |  |  | 2023-03-28
Inventory of Transmission | 5 | 405 | ACL_750kV | ES | 2021 |  |  |  |  | 2023-03-28 | Not Expected
Inventory of Transmission | 5 | 424 | Comments_1 | ES | 2021 |  |  |  | *Estimation of the Length of Routes. Includes REE assets on a national scope. | 2023-03-28
Inventory of Transmission | 5 | 425 | Comments_2 | ES | 2021 |  |  |  | *Estimation of the Length of Routes. Includes REE assets on a national scope. | 2023-03-28
Inventory of Transmission | 5 | 426 | Comments_3 | ES | 2021 |  |  |  | *Estimation of the Length of Routes. Includes REE assets on a national scope. | 2023-03-28
Inventory of Transmission | 5 | 427 | Comments_4 | ES | 2021 |  |  |  | *Includes REE assets on a national scope. | 2023-03-28
Inventory of Transmission | 5 | 422 | DCC_110kV_220V | ES | 2021 |  |  |  |  | 2023-03-28 | Not Expected
Inventory of Transmission | 5 | 408 | DCC_220kV_380kV | ES | 2021 | 549.94 | 274.97 |  |  | 2023-03-28
Inventory of Transmission | 5 | 409 | DCC_Over_380kV | ES | 2021 |  |  |  |  | 2023-03-28 | Not Expected
Inventory of Transmission | 5 | 421 | Nw_220kV_110kV_lower | ES | 2021 |  |  | 61 | 7.849 | 2023-03-28
Inventory of Transmission | 5 | 420 | Nw_275kV_110kV_lower | ES | 2021 |  |  |  |  | 2023-03-28 | Not Expected
Inventory of Transmission | 5 | 419 | Nw_330kV_110kV_lower | ES | 2021 |  |  |  |  | 2023-03-28 | Not Expected
Inventory of Transmission | 5 | 418 | Nw_330kV_220kV | ES | 2021 |  |  |  |  | 2023-03-28 | Not Expected
Inventory of Transmission | 5 | 417 | Nw_400kV_110kV_lower | ES | 2021 |  |  |  |  | 2023-03-28 | Not Expected
Inventory of Transmission | 5 | 416 | Nw_400kV_220kV | ES | 2021 |  |  | 157 | 84.79 | 2023-03-28
Inventory of Transmission | 5 | 415 | Nw_400kV_330kV | ES | 2021 |  |  |  |  | 2023-03-28 | Not Expected
Inventory of Transmission | 5 | 414 | Nw_750kV_400kV_lower | ES | 2021 |  |  |  |  | 2023-03-28 | Not Expected
Inventory of Transmission | 5 | 413 | Of_PU_>220kV | ES | 2021 |  |  | 61 | 7.849 | 2023-03-28
Inventory of Transmission | 5 | 412 | Of_PU_>275kV | ES | 2021 |  |  |  |  | 2023-03-28 | Not Expected
Inventory of Transmission | 5 | 411 | Of_PU_>330kV | ES | 2021 |  |  |  |  | 2023-03-28 | Not Expected
Inventory of Transmission | 5 | 410 | Of_PU_>400kV | ES | 2021 |  |  | 157 | 84.79 | 2023-03-28
Inventory of Transmission | 5 | 406 | ACC_220kV_380kV | FI | 2021 |  |  |  |  | 2023-03-28 | Not Expected
Inventory of Transmission | 5 | 407 | ACC_Over_380kV | FI | 2021 |  |  |  |  | 2023-03-28 | Not Expected
Inventory of Transmission | 5 | 400 | ACL_110kV_220kV | FI | 2021 | 7325 | 6254 |  |  | 2023-03-28
Inventory of Transmission | 5 | 401 | ACL_220kV | FI | 2021 | 1398 | 1398 |  |  | 2023-03-28
Inventory of Transmission | 5 | 402 | ACL_275kV | FI | 2021 |  |  |  |  | 2023-03-28 | Not Expected
Inventory of Transmission | 5 | 403 | ACL_330kV | FI | 2021 |  |  |  |  | 2023-03-28 | Not Expected
Inventory of Transmission | 5 | 404 | ACL_380_400kV | FI | 2021 | 5463 | 5043 |  |  | 2023-03-28
Inventory of Transmission | 5 | 405 | ACL_750kV | FI | 2021 |  |  |  |  | 2023-03-28 | Not Expected
Inventory of Transmission | 5 | 424 | Comments_1 | FI | 2021 |  |  |  |  | 2023-03-28
Inventory of Transmission | 5 | 425 | Comments_2 | FI | 2021 |  |  |  |  | 2023-03-28
Inventory of Transmission | 5 | 426 | Comments_3 | FI | 2021 |  |  |  | 150 kV, DC. FG owns half = 52,5 km. Elering owns 52,5 km. Over 380 kV DC, Fingrid owns 271 km. Whole length, 3 connections = 554 km. | 2023-03-28
Inventory of Transmission | 5 | 427 | Comments_4 | FI | 2021 |  |  |  |  | 2023-03-28
Inventory of Transmission | 5 | 422 | DCC_110kV_220V | FI | 2021 | 53.5 | 52.5 |  |  | 2023-03-28
Inventory of Transmission | 5 | 408 | DCC_220kV_380kV | FI | 2021 |  |  |  |  | 2023-03-28 | Not Expected
Inventory of Transmission | 5 | 409 | DCC_Over_380kV | FI | 2021 | 271 | 271 |  |  | 2023-03-28
Inventory of Transmission | 5 | 421 | Nw_220kV_110kV_lower | FI | 2021 |  |  | 14 | 2223 | 2023-03-28
Inventory of Transmission | 5 | 420 | Nw_275kV_110kV_lower | FI | 2021 |  |  |  |  | 2023-03-28 | Not Expected
Inventory of Transmission | 5 | 419 | Nw_330kV_110kV_lower | FI | 2021 |  |  |  |  | 2023-03-28 | Not Expected
Inventory of Transmission | 5 | 418 | Nw_330kV_220kV | FI | 2021 |  |  |  |  | 2023-03-28 | Not Expected
Inventory of Transmission | 5 | 417 | Nw_400kV_110kV_lower | FI | 2021 |  |  | 56 | 22400 | 2023-03-28
Inventory of Transmission | 5 | 416 | Nw_400kV_220kV | FI | 2021 |  |  | 7 | 2000 | 2023-03-28
Inventory of Transmission | 5 | 415 | Nw_400kV_330kV | FI | 2021 |  |  |  |  | 2023-03-28 | Not Expected
Inventory of Transmission | 5 | 414 | Nw_750kV_400kV_lower | FI | 2021 |  |  |  |  | 2023-03-28 | Not Expected
Inventory of Transmission | 5 | 413 | Of_PU_>220kV | FI | 2021 |  |  | 15 | 2254.5 | 2023-03-28
Inventory of Transmission | 5 | 412 | Of_PU_>275kV | FI | 2021 |  |  |  |  | 2023-03-28 | Not Expected
Inventory of Transmission | 5 | 411 | Of_PU_>330kV | FI | 2021 |  |  |  |  | 2023-03-28 | Not Expected
Inventory of Transmission | 5 | 410 | Of_PU_>400kV | FI | 2021 |  |  | 63 | 24650 | 2023-03-28
Inventory of Transmission | 5 | 406 | ACC_220kV_380kV | FR | 2021 | 1643.336 | 0 |  |  | 2023-03-28
Inventory of Transmission | 5 | 407 | ACC_Over_380kV | FR | 2021 | 9.015 | 0 |  |  | 2023-03-28
Inventory of Transmission | 5 | 400 | ACL_110kV_220kV | FR | 2021 | 903.24 | 890 |  |  | 2023-03-28
Inventory of Transmission | 5 | 401 | ACL_220kV | FR | 2021 | 25565.691 | 21711 |  |  | 2023-03-28
Inventory of Transmission | 5 | 402 | ACL_275kV | FR | 2021 |  |  |  |  | 2023-03-28 | Not Expected
Inventory of Transmission | 5 | 403 | ACL_330kV | FR | 2021 |  |  |  |  | 2023-03-28 | Not Expected
Inventory of Transmission | 5 | 404 | ACL_380_400kV | FR | 2021 | 22062.205 | 13630 |  |  | 2023-03-28
Inventory of Transmission | 5 | 405 | ACL_750kV | FR | 2021 |  |  |  |  | 2023-03-28 | Not Expected
Inventory of Transmission | 5 | 424 | Comments_1 | FR | 2021 |  |  |  |  | 2023-03-28
Inventory of Transmission | 5 | 425 | Comments_2 | FR | 2021 |  |  |  |  | 2023-03-28
Inventory of Transmission | 5 | 426 | Comments_3 | FR | 2021 |  |  |  |  | 2023-03-28
Inventory of Transmission | 5 | 427 | Comments_4 | FR | 2021 |  |  |  |  | 2023-03-28
Inventory of Transmission | 5 | 422 | DCC_110kV_220V | FR | 2021 |  |  |  |  | 2023-03-28 | Not Expected
Inventory of Transmission | 5 | 408 | DCC_220kV_380kV | FR | 2021 | 117 | 0 |  |  | 2023-03-28
Inventory of Transmission | 5 | 409 | DCC_Over_380kV | FR | 2021 | 295 | 0 |  |  | 2023-03-28
Inventory of Transmission | 5 | 421 | Nw_220kV_110kV_lower | FR | 2021 |  |  | 13 | 1478 | 2023-03-28
Inventory of Transmission | 5 | 420 | Nw_275kV_110kV_lower | FR | 2021 |  |  |  |  | 2023-03-28 | Not Expected
Inventory of Transmission | 5 | 419 | Nw_330kV_110kV_lower | FR | 2021 |  |  |  |  | 2023-03-28 | Not Expected
Inventory of Transmission | 5 | 418 | Nw_330kV_220kV | FR | 2021 |  |  |  |  | 2023-03-28 | Not Expected
Inventory of Transmission | 5 | 417 | Nw_400kV_110kV_lower | FR | 2021 |  |  |  |  | 2023-03-28 | Not Expected
Inventory of Transmission | 5 | 416 | Nw_400kV_220kV | FR | 2021 |  |  | 234 | 121800 | 2023-03-28
Inventory of Transmission | 5 | 415 | Nw_400kV_330kV | FR | 2021 |  |  |  |  | 2023-03-28 | Not Expected
Inventory of Transmission | 5 | 414 | Nw_750kV_400kV_lower | FR | 2021 |  |  |  |  | 2023-03-28 | Not Expected
Inventory of Transmission | 5 | 413 | Of_PU_>220kV | FR | 2021 |  |  | 230 | 26808 | 2023-03-28
Inventory of Transmission | 5 | 412 | Of_PU_>275kV | FR | 2021 |  |  |  |  | 2023-03-28 | Not Expected
Inventory of Transmission | 5 | 411 | Of_PU_>330kV | FR | 2021 |  |  |  |  | 2023-03-28 | Not Expected
Inventory of Transmission | 5 | 410 | Of_PU_>400kV | FR | 2021 |  |  | 90 | 79848 | 2023-03-28
Inventory of Transmission | 5 | 406 | ACC_220kV_380kV | GR | 2021 | 1301.6 | 1301.6 |  |  | 2023-03-28
Inventory of Transmission | 5 | 407 | ACC_Over_380kV | GR | 2021 | 31.45 | 31.45 |  |  | 2023-03-28
Inventory of Transmission | 5 | 400 | ACL_110kV_220kV | GR | 2021 | 12986.88 | 8732.75 |  |  | 2023-03-28
Inventory of Transmission | 5 | 402 | ACL_275kV | GR | 2021 |  |  |  |  | 2023-03-28 | Not Expected
Inventory of Transmission | 5 | 403 | ACL_330kV | GR | 2021 |  |  |  |  | 2023-03-28 | Not Expected
Inventory of Transmission | 5 | 404 | ACL_380_400kV | GR | 2021 | 4751.51 | 2742.68 |  |  | 2023-03-28
Inventory of Transmission | 5 | 405 | ACL_750kV | GR | 2021 |  |  |  |  | 2023-03-28 | Not Expected
Inventory of Transmission | 5 | 424 | Comments_1 | GR | 2021 |  |  |  |  | 2023-03-28
Inventory of Transmission | 5 | 425 | Comments_2 | GR | 2021 |  |  |  | The values for AC Cables of category "ACC_220kV_380kV" correspond to 150kV AC cables. | 2023-03-28
Inventory of Transmission | 5 | 426 | Comments_3 | GR | 2021 |  |  |  |  | 2023-03-28
Inventory of Transmission | 5 | 427 | Comments_4 | GR | 2021 |  |  |  | The values for transformers of category "Of_PU_>220kV" correspond to 150kV transformers. | 2023-03-28
Inventory of Transmission | 5 | 422 | DCC_110kV_220V | GR | 2021 |  |  |  |  | 2023-03-28 | Not Expected
Inventory of Transmission | 5 | 408 | DCC_220kV_380kV | GR | 2021 |  |  |  |  | 2023-03-28 | Not Expected
Inventory of Transmission | 5 | 409 | DCC_Over_380kV | GR | 2021 |  |  |  |  | 2023-03-28 | Not Expected
Inventory of Transmission | 5 | 421 | Nw_220kV_110kV_lower | GR | 2021 |  |  |  |  | 2023-03-28 | Not Expected
Inventory of Transmission | 5 | 420 | Nw_275kV_110kV_lower | GR | 2021 |  |  |  |  | 2023-03-28 | Not Expected
Inventory of Transmission | 5 | 419 | Nw_330kV_110kV_lower | GR | 2021 |  |  |  |  | 2023-03-28 | Not Expected
Inventory of Transmission | 5 | 418 | Nw_330kV_220kV | GR | 2021 |  |  |  |  | 2023-03-28 | Not Expected
Inventory of Transmission | 5 | 417 | Nw_400kV_110kV_lower | GR | 2021 |  |  | 63 | 16990 | 2023-03-28
Inventory of Transmission | 5 | 416 | Nw_400kV_220kV | GR | 2021 |  |  |  |  | 2023-03-28 | Not Expected
Inventory of Transmission | 5 | 415 | Nw_400kV_330kV | GR | 2021 |  |  |  |  | 2023-03-28 | Not Expected
Inventory of Transmission | 5 | 414 | Nw_750kV_400kV_lower | GR | 2021 |  |  |  |  | 2023-03-28 | Not Expected
Inventory of Transmission | 5 | 413 | Of_PU_>220kV | GR | 2021 |  |  | 181 | 13032.7 | 2023-03-28
Inventory of Transmission | 5 | 412 | Of_PU_>275kV | GR | 2021 |  |  |  |  | 2023-03-28 | Not Expected
Inventory of Transmission | 5 | 411 | Of_PU_>330kV | GR | 2021 |  |  |  |  | 2023-03-28 | Not Expected
Inventory of Transmission | 5 | 410 | Of_PU_>400kV | GR | 2021 |  |  | 21 | 7106 | 2023-03-28
Inventory of Transmission | 5 | 406 | ACC_220kV_380kV | HR | 2021 |  |  |  |  | 2023-03-28 | Not Expected
Inventory of Transmission | 5 | 407 | ACC_Over_380kV | HR | 2021 |  |  |  |  | 2023-03-28 | Not Expected
Inventory of Transmission | 5 | 400 | ACL_110kV_220kV | HR | 2021 | 5253.7 | 4631.36 |  |  | 2023-03-28
Inventory of Transmission | 5 | 401 | ACL_220kV | HR | 2021 | 1267.7 | 1105.29 |  |  | 2023-03-28
Inventory of Transmission | 5 | 402 | ACL_275kV | HR | 2021 |  |  |  |  | 2023-03-28 | Not Expected
Inventory of Transmission | 5 | 403 | ACL_330kV | HR | 2021 |  |  |  |  | 2023-03-28 | Not Expected
Inventory of Transmission | 5 | 404 | ACL_380_400kV | HR | 2021 | 1246.4 | 1043.35 |  |  | 2023-03-28
Inventory of Transmission | 5 | 405 | ACL_750kV | HR | 2021 |  |  |  |  | 2023-03-28 | Not Expected
Inventory of Transmission | 5 | 424 | Comments_1 | HR | 2021 |  |  |  | AC lines of 110 kV voltage level | 2023-03-28
Inventory of Transmission | 5 | 425 | Comments_2 | HR | 2021 |  |  |  |  | 2023-03-28
Inventory of Transmission | 5 | 426 | Comments_3 | HR | 2021 |  |  |  |  | 2023-03-28
Inventory of Transmission | 5 | 427 | Comments_4 | HR | 2021 |  |  |  |  | 2023-03-28
Inventory of Transmission | 5 | 422 | DCC_110kV_220V | HR | 2021 |  |  |  |  | 2023-03-28 | Not Expected
Inventory of Transmission | 5 | 408 | DCC_220kV_380kV | HR | 2021 |  |  |  |  | 2023-03-28 | Not Expected
Inventory of Transmission | 5 | 409 | DCC_Over_380kV | HR | 2021 |  |  |  |  | 2023-03-28 | Not Expected
Inventory of Transmission | 5 | 421 | Nw_220kV_110kV_lower | HR | 2021 |  |  | 23 | 3500 | 2023-03-28
Inventory of Transmission | 5 | 420 | Nw_275kV_110kV_lower | HR | 2021 |  |  |  |  | 2023-03-28 | Not Expected
Inventory of Transmission | 5 | 419 | Nw_330kV_110kV_lower | HR | 2021 |  |  |  |  | 2023-03-28 | Not Expected
Inventory of Transmission | 5 | 418 | Nw_330kV_220kV | HR | 2021 |  |  |  |  | 2023-03-28 | Not Expected
Inventory of Transmission | 5 | 417 | Nw_400kV_110kV_lower | HR | 2021 |  |  | 8 | 2400 | 2023-03-28
Inventory of Transmission | 5 | 416 | Nw_400kV_220kV | HR | 2021 |  |  | 5 | 2000 | 2023-03-28
Inventory of Transmission | 5 | 415 | Nw_400kV_330kV | HR | 2021 |  |  |  |  | 2023-03-28 | Not Expected
Inventory of Transmission | 5 | 414 | Nw_750kV_400kV_lower | HR | 2021 |  |  |  |  | 2023-03-28 | Not Expected
Inventory of Transmission | 5 | 413 | Of_PU_>220kV | HR | 2021 |  |  |  |  | 2023-03-28 | Not Expected
Inventory of Transmission | 5 | 412 | Of_PU_>275kV | HR | 2021 |  |  |  |  | 2023-03-28 | Not Expected
Inventory of Transmission | 5 | 411 | Of_PU_>330kV | HR | 2021 |  |  |  |  | 2023-03-28 | Not Expected
Inventory of Transmission | 5 | 410 | Of_PU_>400kV | HR | 2021 |  |  |  |  | 2023-03-28 | Not Expected
Inventory of Transmission | 5 | 406 | ACC_220kV_380kV | HU | 2021 |  |  |  |  | 2023-03-28 | Not Expected
Inventory of Transmission | 5 | 407 | ACC_Over_380kV | HU | 2021 |  |  |  |  | 2023-03-28 | Not Expected
Inventory of Transmission | 5 | 400 | ACL_110kV_220kV | HU | 2021 |  |  |  |  | 2023-03-28 | Not Expected
Inventory of Transmission | 5 | 401 | ACL_220kV | HU | 2021 | 1394 | 1099 |  |  | 2023-03-28
Inventory of Transmission | 5 | 402 | ACL_275kV | HU | 2021 |  |  |  |  | 2023-03-28 | Not Expected
Inventory of Transmission | 5 | 403 | ACL_330kV | HU | 2021 |  |  |  |  | 2023-03-28 | Not Expected
Inventory of Transmission | 5 | 404 | ACL_380_400kV | HU | 2021 | 3021 | 2297 |  |  | 2023-03-28
Inventory of Transmission | 5 | 405 | ACL_750kV | HU | 2021 | 268 | 268 |  |  | 2023-03-28
Inventory of Transmission | 5 | 424 | Comments_1 | HU | 2021 |  |  |  | For ACL_750kV: of which 249 km is operating on 400 kV | 2023-03-28
Inventory of Transmission | 5 | 425 | Comments_2 | HU | 2021 |  |  |  |  | 2023-03-28
Inventory of Transmission | 5 | 426 | Comments_3 | HU | 2021 |  |  |  |  | 2023-03-28
Inventory of Transmission | 5 | 427 | Comments_4 | HU | 2021 |  |  |  |  | 2023-03-28
Inventory of Transmission | 5 | 422 | DCC_110kV_220V | HU | 2021 |  |  |  |  | 2023-03-28 | Not Expected
Inventory of Transmission | 5 | 408 | DCC_220kV_380kV | HU | 2021 |  |  |  |  | 2023-03-28 | Not Expected
Inventory of Transmission | 5 | 409 | DCC_Over_380kV | HU | 2021 |  |  |  |  | 2023-03-28 | Not Expected
Inventory of Transmission | 5 | 421 | Nw_220kV_110kV_lower | HU | 2021 |  |  | 31 | 4960 | 2023-03-28
Inventory of Transmission | 5 | 420 | Nw_275kV_110kV_lower | HU | 2021 |  |  |  |  | 2023-03-28 | Not Expected
Inventory of Transmission | 5 | 419 | Nw_330kV_110kV_lower | HU | 2021 |  |  |  |  | 2023-03-28 | Not Expected
Inventory of Transmission | 5 | 418 | Nw_330kV_220kV | HU | 2021 |  |  |  |  | 2023-03-28 | Not Expected
Inventory of Transmission | 5 | 417 | Nw_400kV_110kV_lower | HU | 2021 |  |  | 41 | 10250 | 2023-03-28
Inventory of Transmission | 5 | 416 | Nw_400kV_220kV | HU | 2021 |  |  | 3 | 1500 | 2023-03-28
Inventory of Transmission | 5 | 415 | Nw_400kV_330kV | HU | 2021 |  |  |  |  | 2023-03-28 | Not Expected
Inventory of Transmission | 5 | 414 | Nw_750kV_400kV_lower | HU | 2021 |  |  | 1 | 1100 | 2023-03-28
Inventory of Transmission | 5 | 413 | Of_PU_>220kV | HU | 2021 |  |  |  |  | 2023-03-28 | Not Expected
Inventory of Transmission | 5 | 412 | Of_PU_>275kV | HU | 2021 |  |  |  |  | 2023-03-28 | Not Expected
Inventory of Transmission | 5 | 411 | Of_PU_>330kV | HU | 2021 |  |  |  |  | 2023-03-28 | Not Expected
Inventory of Transmission | 5 | 410 | Of_PU_>400kV | HU | 2021 |  |  |  |  | 2023-03-28 | Not Expected
Inventory of Transmission | 5 | 406 | ACC_220kV_380kV | IT | 2021 | 381 | 381 |  |  | 2023-03-28
Inventory of Transmission | 5 | 407 | ACC_Over_380kV | IT | 2021 | 141 | 141 |  |  | 2023-03-28
Inventory of Transmission | 5 | 400 | ACL_110kV_220kV | IT | 2021 | 45111 | 41980 |  |  | 2023-03-28
Inventory of Transmission | 5 | 401 | ACL_220kV | IT | 2021 | 10610 | 8564 |  |  | 2023-03-28
Inventory of Transmission | 5 | 402 | ACL_275kV | IT | 2021 |  |  |  |  | 2023-03-28 | Not Expected
Inventory of Transmission | 5 | 403 | ACL_330kV | IT | 2021 |  |  |  |  | 2023-03-28 | Not Expected
Inventory of Transmission | 5 | 404 | ACL_380_400kV | IT | 2021 | 11154 | 9973 |  |  | 2023-03-28
Inventory of Transmission | 5 | 405 | ACL_750kV | IT | 2021 |  |  |  |  | 2023-03-28 | Not Expected
Inventory of Transmission | 5 | 424 | Comments_1 | IT | 2021 |  |  |  |  | 2023-03-28
Inventory of Transmission | 5 | 425 | Comments_2 | IT | 2021 |  |  |  |  | 2023-03-28
Inventory of Transmission | 5 | 426 | Comments_3 | IT | 2021 |  |  |  |  | 2023-03-28
Inventory of Transmission | 5 | 427 | Comments_4 | IT | 2021 |  |  |  |  | 2023-03-28
Inventory of Transmission | 5 | 422 | DCC_110kV_220V | IT | 2021 | 862 | 542 |  |  | 2023-03-28
Inventory of Transmission | 5 | 408 | DCC_220kV_380kV | IT | 2021 |  |  |  |  | 2023-03-28 | Not Expected
Inventory of Transmission | 5 | 409 | DCC_Over_380kV | IT | 2021 | 1578 | 1578 |  |  | 2023-03-28
Inventory of Transmission | 5 | 421 | Nw_220kV_110kV_lower | IT | 2021 |  |  | 146 | 27780 | 2023-03-28
Inventory of Transmission | 5 | 420 | Nw_275kV_110kV_lower | IT | 2021 |  |  |  |  | 2023-03-28 | Not Expected
Inventory of Transmission | 5 | 419 | Nw_330kV_110kV_lower | IT | 2021 |  |  |  |  | 2023-03-28 | Not Expected
Inventory of Transmission | 5 | 418 | Nw_330kV_220kV | IT | 2021 |  |  |  |  | 2023-03-28 | Not Expected
Inventory of Transmission | 5 | 417 | Nw_400kV_110kV_lower | IT | 2021 |  |  | 307 | 77500 | 2023-03-28
Inventory of Transmission | 5 | 416 | Nw_400kV_220kV | IT | 2021 |  |  | 64 | 25800 | 2023-03-28
Inventory of Transmission | 5 | 415 | Nw_400kV_330kV | IT | 2021 |  |  |  |  | 2023-03-28 | Not Expected
Inventory of Transmission | 5 | 414 | Nw_750kV_400kV_lower | IT | 2021 |  |  |  |  | 2023-03-28 | Not Expected
Inventory of Transmission | 5 | 413 | Of_PU_>220kV | IT | 2021 |  |  | 180 | 21740 | 2023-03-28
Inventory of Transmission | 5 | 412 | Of_PU_>275kV | IT | 2021 |  |  |  |  | 2023-03-28 | Not Expected
Inventory of Transmission | 5 | 411 | Of_PU_>330kV | IT | 2021 |  |  |  |  | 2023-03-28 | Not Expected
Inventory of Transmission | 5 | 410 | Of_PU_>400kV | IT | 2021 |  |  | 209 | 64267 | 2023-03-28
Inventory of Transmission | 5 | 406 | ACC_220kV_380kV | LT | 2021 | 0.3 | 0.3 |  |  | 2023-03-28
Inventory of Transmission | 5 | 407 | ACC_Over_380kV | LT | 2021 |  |  |  |  | 2023-03-28 | Not Expected
Inventory of Transmission | 5 | 400 | ACL_110kV_220kV | LT | 2021 | 4988 | 4278 |  |  | 2023-03-28
Inventory of Transmission | 5 | 401 | ACL_220kV | LT | 2021 |  |  |  |  | 2023-03-28 | Not Expected
Inventory of Transmission | 5 | 402 | ACL_275kV | LT | 2021 |  |  |  |  | 2023-03-28 | Not Expected
Inventory of Transmission | 5 | 403 | ACL_330kV | LT | 2021 | 1894 | 1729 |  |  | 2023-03-28
Inventory of Transmission | 5 | 404 | ACL_380_400kV | LT | 2021 | 102.7 | 51.35 |  |  | 2023-03-28
Inventory of Transmission | 5 | 405 | ACL_750kV | LT | 2021 |  |  |  |  | 2023-03-28 | Not Expected
Inventory of Transmission | 5 | 424 | Comments_1 | LT | 2021 |  |  |  |  | 2023-03-28
Inventory of Transmission | 5 | 425 | Comments_2 | LT | 2021 |  |  |  |  | 2023-03-28
Inventory of Transmission | 5 | 426 | Comments_3 | LT | 2021 |  |  |  |  | 2023-03-28
Inventory of Transmission | 5 | 427 | Comments_4 | LT | 2021 |  |  |  |  | 2023-03-28
Inventory of Transmission | 5 | 422 | DCC_110kV_220V | LT | 2021 |  |  |  |  | 2023-03-28 | Not Expected
Inventory of Transmission | 5 | 408 | DCC_220kV_380kV | LT | 2021 | 147.17 | 147.17 |  |  | 2023-03-28
Inventory of Transmission | 5 | 409 | DCC_Over_380kV | LT | 2021 |  |  |  |  | 2023-03-28 | Not Expected
Inventory of Transmission | 5 | 421 | Nw_220kV_110kV_lower | LT | 2021 |  |  |  |  | 2023-03-28 | Not Expected
Inventory of Transmission | 5 | 420 | Nw_275kV_110kV_lower | LT | 2021 |  |  |  |  | 2023-03-28 | Not Expected
Inventory of Transmission | 5 | 419 | Nw_330kV_110kV_lower | LT | 2021 |  |  | 23 | 4650 | 2023-03-28
Inventory of Transmission | 5 | 418 | Nw_330kV_220kV | LT | 2021 |  |  |  |  | 2023-03-28 | Not Expected
Inventory of Transmission | 5 | 417 | Nw_400kV_110kV_lower | LT | 2021 |  |  |  |  | 2023-03-28 | Not Expected
Inventory of Transmission | 5 | 416 | Nw_400kV_220kV | LT | 2021 |  |  |  |  | 2023-03-28 | Not Expected
Inventory of Transmission | 5 | 415 | Nw_400kV_330kV | LT | 2021 |  |  | 3 | 1800 | 2023-03-28
Inventory of Transmission | 5 | 414 | Nw_750kV_400kV_lower | LT | 2021 |  |  |  |  | 2023-03-28 | Not Expected
Inventory of Transmission | 5 | 413 | Of_PU_>220kV | LT | 2021 |  |  |  |  | 2023-03-28 | Not Expected
Inventory of Transmission | 5 | 412 | Of_PU_>275kV | LT | 2021 |  |  |  |  | 2023-03-28 | Not Expected
Inventory of Transmission | 5 | 411 | Of_PU_>330kV | LT | 2021 |  |  |  |  | 2023-03-28 | Not Expected
Inventory of Transmission | 5 | 410 | Of_PU_>400kV | LT | 2021 |  |  |  |  | 2023-03-28 | Not Expected
Inventory of Transmission | 5 | 406 | ACC_220kV_380kV | LV | 2021 | 22.37 | 22.37 |  |  | 2023-03-28
Inventory of Transmission | 5 | 407 | ACC_Over_380kV | LV | 2021 |  |  |  |  | 2023-03-28 | Not Expected
Inventory of Transmission | 5 | 400 | ACL_110kV_220kV | LV | 2021 | 3870.78 | 3075.94 |  |  | 2023-03-28
Inventory of Transmission | 5 | 401 | ACL_220kV | LV | 2021 |  |  |  |  | 2023-03-28 | Not Expected
Inventory of Transmission | 5 | 402 | ACL_275kV | LV | 2021 |  |  |  |  | 2023-03-28 | Not Expected
Inventory of Transmission | 5 | 403 | ACL_330kV | LV | 2021 | 1742.13 | 1731.78 |  |  | 2023-03-28
Inventory of Transmission | 5 | 404 | ACL_380_400kV | LV | 2021 |  |  |  |  | 2023-03-28 | Not Expected
Inventory of Transmission | 5 | 405 | ACL_750kV | LV | 2021 |  |  |  |  | 2023-03-28 | Not Expected
Inventory of Transmission | 5 | 424 | Comments_1 | LV | 2021 |  |  |  | 110 kV AC lines (3870,78 km of them 82,03 km cable line); 330 kV AC lines (1742,13 km of them 22,37 km cable lines) | 2023-03-28
Inventory of Transmission | 5 | 425 | Comments_2 | LV | 2021 |  |  |  |  | 2023-03-28
Inventory of Transmission | 5 | 426 | Comments_3 | LV | 2021 |  |  |  |  | 2023-03-28
Inventory of Transmission | 5 | 427 | Comments_4 | LV | 2021 |  |  |  | Transformers with highest voltage 330 kV (25 units with total power 3800 MVA); Transformers with highest voltage 110 kV (245 units with total power 5 146.5 MVA) | 2023-03-28
Inventory of Transmission | 5 | 422 | DCC_110kV_220V | LV | 2021 |  |  |  |  | 2023-03-28 | Not Expected
Inventory of Transmission | 5 | 408 | DCC_220kV_380kV | LV | 2021 |  |  |  |  | 2023-03-28 | Not Expected
Inventory of Transmission | 5 | 409 | DCC_Over_380kV | LV | 2021 |  |  |  |  | 2023-03-28 | Not Expected
Inventory of Transmission | 5 | 421 | Nw_220kV_110kV_lower | LV | 2021 |  |  |  |  | 2023-03-28 | Not Expected
Inventory of Transmission | 5 | 420 | Nw_275kV_110kV_lower | LV | 2021 |  |  |  |  | 2023-03-28 | Not Expected
Inventory of Transmission | 5 | 419 | Nw_330kV_110kV_lower | LV | 2021 |  |  | 270 | 8.9465 | 2023-03-28
Inventory of Transmission | 5 | 418 | Nw_330kV_220kV | LV | 2021 |  |  |  |  | 2023-03-28 | Not Expected
Inventory of Transmission | 5 | 417 | Nw_400kV_110kV_lower | LV | 2021 |  |  |  |  | 2023-03-28 | Not Expected
Inventory of Transmission | 5 | 416 | Nw_400kV_220kV | LV | 2021 |  |  |  |  | 2023-03-28 | Not Expected
Inventory of Transmission | 5 | 415 | Nw_400kV_330kV | LV | 2021 |  |  |  |  | 2023-03-28 | Not Expected
Inventory of Transmission | 5 | 414 | Nw_750kV_400kV_lower | LV | 2021 |  |  |  |  | 2023-03-28 | Not Expected
Inventory of Transmission | 5 | 413 | Of_PU_>220kV | LV | 2021 |  |  |  |  | 2023-03-28 | Not Expected
Inventory of Transmission | 5 | 412 | Of_PU_>275kV | LV | 2021 |  |  |  |  | 2023-03-28 | Not Expected
Inventory of Transmission | 5 | 411 | Of_PU_>330kV | LV | 2021 |  |  |  |  | 2023-03-28 | Not Expected
Inventory of Transmission | 5 | 410 | Of_PU_>400kV | LV | 2021 |  |  |  |  | 2023-03-28 | Not Expected
Inventory of Transmission | 5 | 406 | ACC_220kV_380kV | ME | 2021 |  |  |  |  | 2023-03-28 | Not Expected
Inventory of Transmission | 5 | 407 | ACC_Over_380kV | ME | 2021 |  |  |  |  | 2023-03-28 | Not Expected
Inventory of Transmission | 5 | 400 | ACL_110kV_220kV | ME | 2021 |  | 747.55 |  |  | 2023-03-28
Inventory of Transmission | 5 | 401 | ACL_220kV | ME | 2021 |  | 372.7 |  |  | 2023-03-28
Inventory of Transmission | 5 | 402 | ACL_275kV | ME | 2021 |  |  |  |  | 2023-03-28 | Not Expected
Inventory of Transmission | 5 | 403 | ACL_330kV | ME | 2021 |  |  |  |  | 2023-03-28 | Not Expected
Inventory of Transmission | 5 | 404 | ACL_380_400kV | ME | 2021 |  | 355.3 |  |  | 2023-03-28
Inventory of Transmission | 5 | 405 | ACL_750kV | ME | 2021 |  |  |  |  | 2023-03-28 | Not Expected
Inventory of Transmission | 5 | 424 | Comments_1 | ME | 2021 |  |  |  |  | 2023-03-28
Inventory of Transmission | 5 | 425 | Comments_2 | ME | 2021 |  |  |  |  | 2023-03-28
Inventory of Transmission | 5 | 426 | Comments_3 | ME | 2021 |  |  |  |  | 2023-03-28
Inventory of Transmission | 5 | 427 | Comments_4 | ME | 2021 |  |  |  |  | 2023-03-28
Inventory of Transmission | 5 | 422 | DCC_110kV_220V | ME | 2021 |  |  |  |  | 2023-03-28 | Not Expected
Inventory of Transmission | 5 | 408 | DCC_220kV_380kV | ME | 2021 |  |  |  |  | 2023-03-28 | Not Expected
Inventory of Transmission | 5 | 409 | DCC_Over_380kV | ME | 2021 |  |  |  |  | 2023-03-28 | Not Expected
Inventory of Transmission | 5 | 421 | Nw_220kV_110kV_lower | ME | 2021 |  |  | 11 | 977.5 | 2023-03-28
Inventory of Transmission | 5 | 420 | Nw_275kV_110kV_lower | ME | 2021 |  |  |  |  | 2023-03-28 | Not Expected
Inventory of Transmission | 5 | 419 | Nw_330kV_110kV_lower | ME | 2021 |  |  |  |  | 2023-03-28 | Not Expected
Inventory of Transmission | 5 | 418 | Nw_330kV_220kV | ME | 2021 |  |  |  |  | 2023-03-28 | Not Expected
Inventory of Transmission | 5 | 417 | Nw_400kV_110kV_lower | ME | 2021 |  |  | 6 | 1850 | 2023-03-28
Inventory of Transmission | 5 | 416 | Nw_400kV_220kV | ME | 2021 |  |  |  |  | 2023-03-28 | Not Expected
Inventory of Transmission | 5 | 415 | Nw_400kV_330kV | ME | 2021 |  |  |  |  | 2023-03-28 | Not Expected
Inventory of Transmission | 5 | 414 | Nw_750kV_400kV_lower | ME | 2021 |  |  |  |  | 2023-03-28 | Not Expected
Inventory of Transmission | 5 | 413 | Of_PU_>220kV | ME | 2021 |  |  |  |  | 2023-03-28 | Not Expected
Inventory of Transmission | 5 | 412 | Of_PU_>275kV | ME | 2021 |  |  |  |  | 2023-03-28 | Not Expected
Inventory of Transmission | 5 | 411 | Of_PU_>330kV | ME | 2021 |  |  |  |  | 2023-03-28 | Not Expected
Inventory of Transmission | 5 | 410 | Of_PU_>400kV | ME | 2021 |  |  |  |  | 2023-03-28 | Not Expected
Inventory of Transmission | 5 | 406 | ACC_220kV_380kV | NO | 2021 | 127.69 | 114.729 |  |  | 2023-03-28
Inventory of Transmission | 5 | 407 | ACC_Over_380kV | NO | 2021 | 50.01 | 27.95 |  |  | 2023-03-28
Inventory of Transmission | 5 | 400 | ACL_110kV_220kV | NO | 2021 | 11682.696 | 11412.134 |  |  | 2023-03-28
Inventory of Transmission | 5 | 401 | ACL_220kV | NO | 2021 | 183.6216 | 154.8646 |  |  | 2023-03-28
Inventory of Transmission | 5 | 402 | ACL_275kV | NO | 2021 |  |  |  |  | 2023-03-28 | Not Expected
Inventory of Transmission | 5 | 403 | ACL_330kV | NO | 2021 | 4982.326 | 4108.7915 |  |  | 2023-03-28
Inventory of Transmission | 5 | 404 | ACL_380_400kV | NO | 2021 | 9798.361 | 4706.589 |  |  | 2023-03-28
Inventory of Transmission | 5 | 405 | ACL_750kV | NO | 2021 |  |  |  |  | 2023-03-28 | Not Expected
Inventory of Transmission | 5 | 424 | Comments_1 | NO | 2021 |  |  |  | Other lines of 33-66 kV: 9179 km Route | 2023-03-28
Inventory of Transmission | 5 | 425 | Comments_2 | NO | 2021 |  |  |  | Other AC Cables of 33-145 kV: 2118 km Circuit length | 2023-03-28
Inventory of Transmission | 5 | 426 | Comments_3 | NO | 2021 |  |  |  |  | 2023-03-28
Inventory of Transmission | 5 | 427 | Comments_4 | NO | 2021 |  |  |  | Other transformers of PU_ (33-145 kV): 458 # and 22432070 kVA; Other transformers of Nw_420kV_xxxkV: 27 # and 5792000 kVA Other transformers of Nw_300kV_xxxkV: 27 # and 15977400 kVA; Other transformers of Nw_300kV_xxxkV: 27 # and 15977400 kVA; Other Nw_ transformers not listed above 65213756 kVA | 2023-03-28
Inventory of Transmission | 5 | 422 | DCC_110kV_220V | NO | 2021 | 679.425 | 679.425 |  |  | 2023-03-28
Inventory of Transmission | 5 | 408 | DCC_220kV_380kV | NO | 2021 |  |  |  |  | 2023-03-28 | Not Expected
Inventory of Transmission | 5 | 409 | DCC_Over_380kV | NO | 2021 | 2073.06 | 1114.31 |  |  | 2023-03-28
Inventory of Transmission | 5 | 421 | Nw_220kV_110kV_lower | NO | 2021 |  |  | 2 | 160 | 2023-03-28
Inventory of Transmission | 5 | 420 | Nw_275kV_110kV_lower | NO | 2021 |  |  |  |  | 2023-03-28 | Not Expected
Inventory of Transmission | 5 | 419 | Nw_330kV_110kV_lower | NO | 2021 |  |  | 65 | 14748.8 | 2023-03-28
Inventory of Transmission | 5 | 418 | Nw_330kV_220kV | NO | 2021 |  |  |  |  | 2023-03-28 | Not Expected
Inventory of Transmission | 5 | 417 | Nw_400kV_110kV_lower | NO | 2021 |  |  | 49 | 13650 | 2023-03-28
Inventory of Transmission | 5 | 416 | Nw_400kV_220kV | NO | 2021 |  |  | 1 | 500 | 2023-03-28
Inventory of Transmission | 5 | 415 | Nw_400kV_330kV | NO | 2021 |  |  | 44 | 32844 | 2023-03-28
Inventory of Transmission | 5 | 414 | Nw_750kV_400kV_lower | NO | 2021 |  |  |  |  | 2023-03-28 | Not Expected
Inventory of Transmission | 5 | 413 | Of_PU_>220kV | NO | 2021 |  |  |  |  | 2023-03-28 | Not Expected
Inventory of Transmission | 5 | 412 | Of_PU_>275kV | NO | 2021 |  |  |  |  | 2023-03-28 | Not Expected
Inventory of Transmission | 5 | 411 | Of_PU_>330kV | NO | 2021 |  |  | 93 | 10514.9 | 2023-03-28
Inventory of Transmission | 5 | 410 | Of_PU_>400kV | NO | 2021 |  |  | 39 | 7539 | 2023-03-28
Inventory of Transmission | 5 | 406 | ACC_220kV_380kV | PL | 2021 | 1 | 1 |  |  | 2023-03-28
Inventory of Transmission | 5 | 407 | ACC_Over_380kV | PL | 2021 |  |  |  |  | 2023-03-28 | Not Expected
Inventory of Transmission | 5 | 400 | ACL_110kV_220kV | PL | 2021 |  |  |  |  | 2023-03-28 | Not Expected
Inventory of Transmission | 5 | 401 | ACL_220kV | PL | 2021 | 7352 | 6521 |  |  | 2023-03-28
Inventory of Transmission | 5 | 402 | ACL_275kV | PL | 2021 |  |  |  |  | 2023-03-28 | Not Expected
Inventory of Transmission | 5 | 403 | ACL_330kV | PL | 2021 |  |  |  |  | 2023-03-28 | Not Expected
Inventory of Transmission | 5 | 404 | ACL_380_400kV | PL | 2021 | 8227 | 7250 |  |  | 2023-03-28
Inventory of Transmission | 5 | 405 | ACL_750kV | PL | 2021 | 114 | 114 |  |  | 2023-03-28
Inventory of Transmission | 5 | 424 | Comments_1 | PL | 2021 |  |  |  | For ACL_750kV - Part of length in PL line PL-UK. 110kV lines are not a part of transmission system. | 2023-03-28
Inventory of Transmission | 5 | 425 | Comments_2 | PL | 2021 |  |  |  | Underground part of a overhead line | 2023-03-28
Inventory of Transmission | 5 | 426 | Comments_3 | PL | 2021 |  |  |  | For DCC_Over_380kV: A half of total length of PL-SE cable | 2023-03-28
Inventory of Transmission | 5 | 427 | Comments_4 | PL | 2021 |  |  |  |  | 2023-03-28
Inventory of Transmission | 5 | 422 | DCC_110kV_220V | PL | 2021 |  |  |  |  | 2023-03-28 | Not Expected
Inventory of Transmission | 5 | 408 | DCC_220kV_380kV | PL | 2021 |  |  |  |  | 2023-03-28 | Not Expected
Inventory of Transmission | 5 | 409 | DCC_Over_380kV | PL | 2021 | 127 | 127 |  |  | 2023-03-28
Inventory of Transmission | 5 | 421 | Nw_220kV_110kV_lower | PL | 2021 |  |  | 140 | 24.845 | 2023-03-28
Inventory of Transmission | 5 | 420 | Nw_275kV_110kV_lower | PL | 2021 |  |  |  |  | 2023-03-28 | Not Expected
Inventory of Transmission | 5 | 419 | Nw_330kV_110kV_lower | PL | 2021 |  |  |  |  | 2023-03-28 | Not Expected
Inventory of Transmission | 5 | 418 | Nw_330kV_220kV | PL | 2021 |  |  |  |  | 2023-03-28 | Not Expected
Inventory of Transmission | 5 | 417 | Nw_400kV_110kV_lower | PL | 2021 |  |  | 68 | 21.81 | 2023-03-28
Inventory of Transmission | 5 | 416 | Nw_400kV_220kV | PL | 2021 |  |  | 28 | 12.99 | 2023-03-28
Inventory of Transmission | 5 | 415 | Nw_400kV_330kV | PL | 2021 |  |  |  |  | 2023-03-28 | Not Expected
Inventory of Transmission | 5 | 414 | Nw_750kV_400kV_lower | PL | 2021 |  |  | 2 | 2.502 | 2023-03-28
Inventory of Transmission | 5 | 413 | Of_PU_>220kV | PL | 2021 |  |  | 51 | 13.688 | 2023-03-28
Inventory of Transmission | 5 | 412 | Of_PU_>275kV | PL | 2021 |  |  |  |  | 2023-03-28 | Not Expected
Inventory of Transmission | 5 | 411 | Of_PU_>330kV | PL | 2021 |  |  |  |  | 2023-03-28 | Not Expected
Inventory of Transmission | 5 | 410 | Of_PU_>400kV | PL | 2021 |  |  | 35 | 17.346 | 2023-03-28
Inventory of Transmission | 5 | 406 | ACC_220kV_380kV | PT | 2021 |  |  |  |  | 2023-03-28 | Not Expected
Inventory of Transmission | 5 | 407 | ACC_Over_380kV | PT | 2021 |  |  |  |  | 2023-03-28 | Not Expected
Inventory of Transmission | 5 | 400 | ACL_110kV_220kV | PT | 2021 | 2449 | 1681 |  |  | 2023-03-28
Inventory of Transmission | 5 | 401 | ACL_220kV | PT | 2021 | 3848 | 2604 |  |  | 2023-03-28
Inventory of Transmission | 5 | 402 | ACL_275kV | PT | 2021 |  |  |  |  | 2023-03-28 | Not Expected
Inventory of Transmission | 5 | 403 | ACL_330kV | PT | 2021 |  |  |  |  | 2023-03-28 | Not Expected
Inventory of Transmission | 5 | 404 | ACL_380_400kV | PT | 2021 | 3051 | 2950 |  |  | 2023-03-28
Inventory of Transmission | 5 | 405 | ACL_750kV | PT | 2021 |  |  |  |  | 2023-03-28 | Not Expected
Inventory of Transmission | 5 | 424 | Comments_1 | PT | 2021 |  |  |  |  | 2023-03-28
Inventory of Transmission | 5 | 425 | Comments_2 | PT | 2021 |  |  |  |  | 2023-03-28
Inventory of Transmission | 5 | 426 | Comments_3 | PT | 2021 |  |  |  |  | 2023-03-28
Inventory of Transmission | 5 | 427 | Comments_4 | PT | 2021 |  |  |  |  | 2023-03-28
Inventory of Transmission | 5 | 422 | DCC_110kV_220V | PT | 2021 |  |  |  |  | 2023-03-28 | Not Expected
Inventory of Transmission | 5 | 408 | DCC_220kV_380kV | PT | 2021 |  |  |  |  | 2023-03-28 | Not Expected
Inventory of Transmission | 5 | 409 | DCC_Over_380kV | PT | 2021 |  |  |  |  | 2023-03-28 | Not Expected
Inventory of Transmission | 5 | 421 | Nw_220kV_110kV_lower | PT | 2021 |  |  | 5 | 830 | 2023-05-05
Inventory of Transmission | 5 | 420 | Nw_275kV_110kV_lower | PT | 2021 |  |  |  |  | 2023-03-28 | Not Expected
Inventory of Transmission | 5 | 419 | Nw_330kV_110kV_lower | PT | 2021 |  |  |  |  | 2023-03-28 | Not Expected
Inventory of Transmission | 5 | 418 | Nw_330kV_220kV | PT | 2021 |  |  |  |  | 2023-03-28 | Not Expected
Inventory of Transmission | 5 | 417 | Nw_400kV_110kV_lower | PT | 2021 |  |  | 16 | 6440 | 2023-05-05
Inventory of Transmission | 5 | 416 | Nw_400kV_220kV | PT | 2021 |  |  | 17 | 7650 | 2023-03-28
Inventory of Transmission | 5 | 415 | Nw_400kV_330kV | PT | 2021 |  |  |  |  | 2023-03-28 | Not Expected
Inventory of Transmission | 5 | 414 | Nw_750kV_400kV_lower | PT | 2021 |  |  |  |  | 2023-03-28 | Not Expected
Inventory of Transmission | 5 | 413 | Of_PU_>220kV | PT | 2021 |  |  | 72 | 5570 | 2023-03-28
Inventory of Transmission | 5 | 412 | Of_PU_>275kV | PT | 2021 |  |  |  |  | 2023-03-28 | Not Expected
Inventory of Transmission | 5 | 411 | Of_PU_>330kV | PT | 2021 |  |  |  |  | 2023-03-28 | Not Expected
Inventory of Transmission | 5 | 410 | Of_PU_>400kV | PT | 2021 |  |  | 25 | 6342 | 2023-03-28
Inventory of Transmission | 5 | 406 | ACC_220kV_380kV | RO | 2021 | 0.3 | 0.3 |  |  | 2023-03-28
Inventory of Transmission | 5 | 407 | ACC_Over_380kV | RO | 2021 |  |  |  |  | 2023-03-28 | Not Expected
Inventory of Transmission | 5 | 400 | ACL_110kV_220kV | RO | 2021 | 42.8431 | 40.418 |  |  | 2023-03-28
Inventory of Transmission | 5 | 401 | ACL_220kV | RO | 2021 | 4701.2095 | 3875.844 |  |  | 2023-03-28
Inventory of Transmission | 5 | 402 | ACL_275kV | RO | 2021 |  |  |  |  | 2023-03-28 | Not Expected
Inventory of Transmission | 5 | 403 | ACL_330kV | RO | 2021 |  |  |  |  | 2023-03-28 | Not Expected
Inventory of Transmission | 5 | 404 | ACL_380_400kV | RO | 2021 | 5242.6035 | 4984.594 |  |  | 2023-03-28
Inventory of Transmission | 5 | 405 | ACL_750kV | RO | 2021 | 3.1377 | 3.108 |  |  | 2023-03-28
Inventory of Transmission | 5 | 424 | Comments_1 | RO | 2021 |  |  |  |  | 2023-03-28
Inventory of Transmission | 5 | 425 | Comments_2 | RO | 2021 |  |  |  |  | 2023-03-28
Inventory of Transmission | 5 | 426 | Comments_3 | RO | 2021 |  |  |  |  | 2023-03-28
Inventory of Transmission | 5 | 427 | Comments_4 | RO | 2021 |  |  |  |  | 2023-03-28
Inventory of Transmission | 5 | 422 | DCC_110kV_220V | RO | 2021 |  |  |  |  | 2023-03-28 | Not Expected
Inventory of Transmission | 5 | 408 | DCC_220kV_380kV | RO | 2021 |  |  |  |  | 2023-03-28 | Not Expected
Inventory of Transmission | 5 | 409 | DCC_Over_380kV | RO | 2021 |  |  |  |  | 2023-03-28 | Not Expected
Inventory of Transmission | 5 | 421 | Nw_220kV_110kV_lower | RO | 2021 |  |  | 90 | 18100 | 2023-03-28
Inventory of Transmission | 5 | 420 | Nw_275kV_110kV_lower | RO | 2021 |  |  |  |  | 2023-03-28 | Not Expected
Inventory of Transmission | 5 | 419 | Nw_330kV_110kV_lower | RO | 2021 |  |  |  |  | 2023-03-28 | Not Expected
Inventory of Transmission | 5 | 418 | Nw_330kV_220kV | RO | 2021 |  |  |  |  | 2023-03-28 | Not Expected
Inventory of Transmission | 5 | 417 | Nw_400kV_110kV_lower | RO | 2021 |  |  | 32 | 8000 | 2023-03-28
Inventory of Transmission | 5 | 416 | Nw_400kV_220kV | RO | 2021 |  |  | 22 | 9100 | 2023-03-28
Inventory of Transmission | 5 | 415 | Nw_400kV_330kV | RO | 2021 |  |  |  |  | 2023-03-28 | Not Expected
Inventory of Transmission | 5 | 414 | Nw_750kV_400kV_lower | RO | 2021 |  |  |  |  | 2023-03-28 | Not Expected
Inventory of Transmission | 5 | 413 | Of_PU_>220kV | RO | 2021 |  |  | 23 | 4026 | 2023-03-28
Inventory of Transmission | 5 | 412 | Of_PU_>275kV | RO | 2021 |  |  |  |  | 2023-03-28 | Not Expected
Inventory of Transmission | 5 | 411 | Of_PU_>330kV | RO | 2021 |  |  |  |  | 2023-03-28 | Not Expected
Inventory of Transmission | 5 | 410 | Of_PU_>400kV | RO | 2021 |  |  | 19 | 7405 | 2023-03-28
Inventory of Transmission | 5 | 406 | ACC_220kV_380kV | RS | 2021 |  |  |  |  | 2023-03-28 | Not Expected
Inventory of Transmission | 5 | 407 | ACC_Over_380kV | RS | 2021 |  |  |  |  | 2023-03-28 | Not Expected
Inventory of Transmission | 5 | 400 | ACL_110kV_220kV | RS | 2021 | 6057.065 | 5525.1724 |  |  | 2023-03-28
Inventory of Transmission | 5 | 401 | ACL_220kV | RS | 2021 | 1752.6982 | 1701.1482 |  |  | 2023-03-28
Inventory of Transmission | 5 | 402 | ACL_275kV | RS | 2021 |  |  |  |  | 2023-03-28 | Not Expected
Inventory of Transmission | 5 | 403 | ACL_330kV | RS | 2021 |  |  |  |  | 2023-03-28 | Not Expected
Inventory of Transmission | 5 | 404 | ACL_380_400kV | RS | 2021 | 1811.912 | 1716.3738 |  |  | 2023-03-28
Inventory of Transmission | 5 | 405 | ACL_750kV | RS | 2021 |  |  |  |  | 2023-03-28 | Not Expected
Inventory of Transmission | 5 | 424 | Comments_1 | RS | 2021 |  |  |  |  | 2023-03-28
Inventory of Transmission | 5 | 425 | Comments_2 | RS | 2021 |  |  |  |  | 2023-03-28
Inventory of Transmission | 5 | 426 | Comments_3 | RS | 2021 |  |  |  |  | 2023-03-28
Inventory of Transmission | 5 | 427 | Comments_4 | RS | 2021 |  |  |  |  | 2023-03-28
Inventory of Transmission | 5 | 422 | DCC_110kV_220V | RS | 2021 |  |  |  |  | 2023-03-28 | Not Expected
Inventory of Transmission | 5 | 408 | DCC_220kV_380kV | RS | 2021 |  |  |  |  | 2023-03-28 | Not Expected
Inventory of Transmission | 5 | 409 | DCC_Over_380kV | RS | 2021 |  |  |  |  | 2023-03-28 | Not Expected
Inventory of Transmission | 5 | 421 | Nw_220kV_110kV_lower | RS | 2021 |  |  | 27 |  | 2023-03-28
Inventory of Transmission | 5 | 420 | Nw_275kV_110kV_lower | RS | 2021 |  |  |  |  | 2023-03-28 | Not Expected
Inventory of Transmission | 5 | 419 | Nw_330kV_110kV_lower | RS | 2021 |  |  |  |  | 2023-03-28 | Not Expected
Inventory of Transmission | 5 | 418 | Nw_330kV_220kV | RS | 2021 |  |  |  |  | 2023-03-28 | Not Expected
Inventory of Transmission | 5 | 417 | Nw_400kV_110kV_lower | RS | 2021 |  |  | 22 |  | 2023-03-28
Inventory of Transmission | 5 | 416 | Nw_400kV_220kV | RS | 2021 |  |  | 9 |  | 2023-03-28
Inventory of Transmission | 5 | 415 | Nw_400kV_330kV | RS | 2021 |  |  |  |  | 2023-03-28 | Not Expected
Inventory of Transmission | 5 | 414 | Nw_750kV_400kV_lower | RS | 2021 |  |  |  |  | 2023-03-28 | Not Expected
Inventory of Transmission | 5 | 413 | Of_PU_>220kV | RS | 2021 |  |  | 18 |  | 2023-03-28
Inventory of Transmission | 5 | 412 | Of_PU_>275kV | RS | 2021 |  |  |  |  | 2023-03-28 | Not Expected
Inventory of Transmission | 5 | 411 | Of_PU_>330kV | RS | 2021 |  |  |  |  | 2023-03-28 | Not Expected
Inventory of Transmission | 5 | 410 | Of_PU_>400kV | RS | 2021 |  |  | 11 |  | 2023-03-28
Inventory of Transmission | 5 | 406 | ACC_220kV_380kV | SI | 2021 |  |  |  |  | 2023-03-28 | Not Expected
Inventory of Transmission | 5 | 407 | ACC_Over_380kV | SI | 2021 |  |  |  |  | 2023-03-28 | Not Expected
Inventory of Transmission | 5 | 400 | ACL_110kV_220kV | SI | 2021 | 1957.4 | 1353.8 |  |  | 2023-03-28
Inventory of Transmission | 5 | 401 | ACL_220kV | SI | 2021 | 328.1 | 299.4 |  |  | 2023-03-28
Inventory of Transmission | 5 | 402 | ACL_275kV | SI | 2021 |  |  |  |  | 2023-03-28 | Not Expected
Inventory of Transmission | 5 | 403 | ACL_330kV | SI | 2021 |  |  |  |  | 2023-03-28 | Not Expected
Inventory of Transmission | 5 | 404 | ACL_380_400kV | SI | 2021 | 669.9 | 497.5 |  |  | 2023-03-28
Inventory of Transmission | 5 | 405 | ACL_750kV | SI | 2021 |  |  |  |  | 2023-03-28 | Not Expected
Inventory of Transmission | 5 | 424 | Comments_1 | SI | 2021 |  |  |  |  | 2023-03-28
Inventory of Transmission | 5 | 425 | Comments_2 | SI | 2021 |  |  |  |  | 2023-03-28
Inventory of Transmission | 5 | 426 | Comments_3 | SI | 2021 |  |  |  |  | 2023-03-28
Inventory of Transmission | 5 | 427 | Comments_4 | SI | 2021 |  |  |  | The PST transformer is included for Of_PU_>400kV | 2023-03-28
Inventory of Transmission | 5 | 422 | DCC_110kV_220V | SI | 2021 |  |  |  |  | 2023-03-28 | Not Expected
Inventory of Transmission | 5 | 408 | DCC_220kV_380kV | SI | 2021 |  |  |  |  | 2023-03-28 | Not Expected
Inventory of Transmission | 5 | 409 | DCC_Over_380kV | SI | 2021 |  |  |  |  | 2023-03-28 | Not Expected
Inventory of Transmission | 5 | 421 | Nw_220kV_110kV_lower | SI | 2021 |  |  | 8 | 1.2 | 2023-03-28
Inventory of Transmission | 5 | 420 | Nw_275kV_110kV_lower | SI | 2021 |  |  |  |  | 2023-03-28 | Not Expected
Inventory of Transmission | 5 | 419 | Nw_330kV_110kV_lower | SI | 2021 |  |  |  |  | 2023-03-28 | Not Expected
Inventory of Transmission | 5 | 418 | Nw_330kV_220kV | SI | 2021 |  |  |  |  | 2023-03-28 | Not Expected
Inventory of Transmission | 5 | 417 | Nw_400kV_110kV_lower | SI | 2021 |  |  | 10 | 3 | 2023-03-28
Inventory of Transmission | 5 | 416 | Nw_400kV_220kV | SI | 2021 |  |  | 2 | 0.8 | 2023-03-28
Inventory of Transmission | 5 | 415 | Nw_400kV_330kV | SI | 2021 |  |  |  |  | 2023-03-28 | Not Expected
Inventory of Transmission | 5 | 414 | Nw_750kV_400kV_lower | SI | 2021 |  |  |  |  | 2023-03-28 | Not Expected
Inventory of Transmission | 5 | 413 | Of_PU_>220kV | SI | 2021 |  |  |  |  | 2023-03-28 | Not Expected
Inventory of Transmission | 5 | 412 | Of_PU_>275kV | SI | 2021 |  |  |  |  | 2023-03-28 | Not Expected
Inventory of Transmission | 5 | 411 | Of_PU_>330kV | SI | 2021 |  |  |  |  | 2023-03-28 | Not Expected
Inventory of Transmission | 5 | 410 | Of_PU_>400kV | SI | 2021 |  |  | 2 | 1.2 | 2023-03-28
Inventory of Transmission | 5 | 406 | ACC_220kV_380kV | SK | 2021 |  |  |  |  | 2023-03-28 | Not Expected
Inventory of Transmission | 5 | 407 | ACC_Over_380kV | SK | 2021 |  |  |  |  | 2023-03-28 | Not Expected
Inventory of Transmission | 5 | 400 | ACL_110kV_220kV | SK | 2021 | 79.802 | 40.028 |  |  | 2023-03-28
Inventory of Transmission | 5 | 401 | ACL_220kV | SK | 2021 | 690.062 | 549.874 |  |  | 2023-03-28
Inventory of Transmission | 5 | 402 | ACL_275kV | SK | 2021 |  |  |  |  | 2023-03-28 | Not Expected
Inventory of Transmission | 5 | 403 | ACL_330kV | SK | 2021 |  |  |  |  | 2023-03-28 | Not Expected
Inventory of Transmission | 5 | 404 | ACL_380_400kV | SK | 2021 | 2356.604 | 1865.069 |  |  | 2023-03-28
Inventory of Transmission | 5 | 405 | ACL_750kV | SK | 2021 |  |  |  |  | 2023-03-28 | Not Expected
Inventory of Transmission | 5 | 424 | Comments_1 | SK | 2021 |  |  |  |  | 2023-03-28
Inventory of Transmission | 5 | 425 | Comments_2 | SK | 2021 |  |  |  |  | 2023-03-28
Inventory of Transmission | 5 | 426 | Comments_3 | SK | 2021 |  |  |  |  | 2023-03-28
Inventory of Transmission | 5 | 427 | Comments_4 | SK | 2021 |  |  |  |  | 2023-03-28
Inventory of Transmission | 5 | 422 | DCC_110kV_220V | SK | 2021 |  |  |  |  | 2023-03-28 | Not Expected
Inventory of Transmission | 5 | 408 | DCC_220kV_380kV | SK | 2021 |  |  |  |  | 2023-03-28 | Not Expected
Inventory of Transmission | 5 | 409 | DCC_Over_380kV | SK | 2021 |  |  |  |  | 2023-03-28 | Not Expected
Inventory of Transmission | 5 | 421 | Nw_220kV_110kV_lower | SK | 2021 |  |  | 6 | 1200 | 2023-03-28
Inventory of Transmission | 5 | 420 | Nw_275kV_110kV_lower | SK | 2021 |  |  |  |  | 2023-03-28 | Not Expected
Inventory of Transmission | 5 | 419 | Nw_330kV_110kV_lower | SK | 2021 |  |  |  |  | 2023-03-28 | Not Expected
Inventory of Transmission | 5 | 418 | Nw_330kV_220kV | SK | 2021 |  |  |  |  | 2023-03-28 | Not Expected
Inventory of Transmission | 5 | 417 | Nw_400kV_110kV_lower | SK | 2021 |  |  | 30 | 8980 | 2023-03-28
Inventory of Transmission | 5 | 416 | Nw_400kV_220kV | SK | 2021 |  |  | 3 | 1400 | 2023-03-28
Inventory of Transmission | 5 | 415 | Nw_400kV_330kV | SK | 2021 |  |  |  |  | 2023-03-28 | Not Expected
Inventory of Transmission | 5 | 414 | Nw_750kV_400kV_lower | SK | 2021 |  |  |  |  | 2023-03-28 | Not Expected
Inventory of Transmission | 5 | 413 | Of_PU_>220kV | SK | 2021 |  |  |  |  | 2023-03-28 | Not Expected
Inventory of Transmission | 5 | 412 | Of_PU_>275kV | SK | 2021 |  |  |  |  | 2023-03-28 | Not Expected
Inventory of Transmission | 5 | 411 | Of_PU_>330kV | SK | 2021 |  |  |  |  | 2023-03-28 | Not Expected
Inventory of Transmission | 5 | 410 | Of_PU_>400kV | SK | 2021 |  |  |  |  | 2023-03-28 | Not Expected
Inventory of Transmission | 5 | 406 | ACC_220kV_380kV | AL | 2018 |  |  |  |  | 2019-03-25 | Not Expected
Inventory of Transmission | 5 | 407 | ACC_Over_380kV | AL | 2018 |  |  |  |  | 2019-03-25 | Not Expected
Inventory of Transmission | 5 | 400 | ACL_110kV_220kV | AL | 2018 | 1640 | 1640 |  |  | 2019-03-25
Inventory of Transmission | 5 | 401 | ACL_220kV | AL | 2018 | 1250 | 1250 |  |  | 2019-03-25
Inventory of Transmission | 5 | 402 | ACL_275kV | AL | 2018 |  |  |  |  | 2019-03-25 | Not Expected
Inventory of Transmission | 5 | 403 | ACL_330kV | AL | 2018 |  |  |  |  | 2019-03-25 | Not Expected
Inventory of Transmission | 5 | 404 | ACL_380_400kV | AL | 2018 | 445.7 | 445.7 |  |  | 2019-03-25
Inventory of Transmission | 5 | 405 | ACL_750kV | AL | 2018 |  |  |  |  | 2019-03-25 | Not Expected
Inventory of Transmission | 5 | 424 | Comments_1 | AL | 2018 |  |  |  |  | 2019-03-25
Inventory of Transmission | 5 | 425 | Comments_2 | AL | 2018 |  |  |  |  | 2019-03-25
Inventory of Transmission | 5 | 426 | Comments_3 | AL | 2018 |  |  |  |  | 2019-03-25
Inventory of Transmission | 5 | 427 | Comments_4 | AL | 2018 |  |  |  |  | 2019-03-25
Inventory of Transmission | 5 | 422 | DCC_110kV_220V | AL | 2018 |  |  |  |  | 2019-03-25 | Not Expected
Inventory of Transmission | 5 | 408 | DCC_220kV_380kV | AL | 2018 |  |  |  |  | 2019-03-25 | Not Expected
Inventory of Transmission | 5 | 409 | DCC_Over_380kV | AL | 2018 |  |  |  |  | 2019-03-25 | Not Expected
Inventory of Transmission | 5 | 421 | Nw_220kV_110kV_lower | AL | 2018 |  |  | 25 | 2486 | 2019-03-25
Inventory of Transmission | 5 | 420 | Nw_275kV_110kV_lower | AL | 2018 |  |  |  |  | 2019-03-25 | Not Expected
Inventory of Transmission | 5 | 419 | Nw_330kV_110kV_lower | AL | 2018 |  |  |  |  | 2019-03-25 | Not Expected
Inventory of Transmission | 5 | 418 | Nw_330kV_220kV | AL | 2018 |  |  |  |  | 2019-03-25 | Not Expected
Inventory of Transmission | 5 | 417 | Nw_400kV_110kV_lower | AL | 2018 |  |  | 2 | 300 | 2019-03-25
Inventory of Transmission | 5 | 416 | Nw_400kV_220kV | AL | 2018 |  |  | 4 | 1200 | 2019-03-25
Inventory of Transmission | 5 | 415 | Nw_400kV_330kV | AL | 2018 |  |  |  |  | 2019-03-25 | Not Expected
Inventory of Transmission | 5 | 414 | Nw_750kV_400kV_lower | AL | 2018 |  |  |  |  | 2019-03-25 | Not Expected
Inventory of Transmission | 5 | 413 | Of_PU_>220kV | AL | 2018 |  |  | 16 | 1778 | 2019-03-25
Inventory of Transmission | 5 | 412 | Of_PU_>275kV | AL | 2018 |  |  |  |  | 2019-03-25 | Not Expected
Inventory of Transmission | 5 | 411 | Of_PU_>330kV | AL | 2018 |  |  |  |  | 2019-03-25 | Not Expected
Inventory of Transmission | 5 | 410 | Of_PU_>400kV | AL | 2018 |  |  |  |  | 2019-03-25 | Not Expected
Inventory of Transmission | 5 | 406 | ACC_220kV_380kV | BA | 2018 |  |  |  |  | 2019-03-18 | Not Expected
Inventory of Transmission | 5 | 407 | ACC_Over_380kV | BA | 2018 |  |  |  |  | 2019-03-18 | Not Expected
Inventory of Transmission | 5 | 400 | ACL_110kV_220kV | BA | 2018 | 3953 | 0 |  |  | 2019-03-18
Inventory of Transmission | 5 | 401 | ACL_220kV | BA | 2018 | 1520 | 0 |  |  | 2019-03-18
Inventory of Transmission | 5 | 402 | ACL_275kV | BA | 2018 |  |  |  |  | 2019-03-18 | Not Expected
Inventory of Transmission | 5 | 403 | ACL_330kV | BA | 2018 |  |  |  |  | 2019-03-18 | Not Expected
Inventory of Transmission | 5 | 404 | ACL_380_400kV | BA | 2018 | 865 | 0 |  |  | 2019-03-18
Inventory of Transmission | 5 | 405 | ACL_750kV | BA | 2018 |  |  |  |  | 2019-03-18 | Not Expected
Inventory of Transmission | 5 | 424 | Comments_1 | BA | 2018 |  |  |  |  | 2019-03-18
Inventory of Transmission | 5 | 425 | Comments_2 | BA | 2018 |  |  |  |  | 2019-03-18
Inventory of Transmission | 5 | 426 | Comments_3 | BA | 2018 |  |  |  |  | 2019-03-18
Inventory of Transmission | 5 | 427 | Comments_4 | BA | 2018 |  |  |  |  | 2019-03-18
Inventory of Transmission | 5 | 422 | DCC_110kV_220V | BA | 2018 |  |  |  |  | 2019-03-18 | Not Available
Inventory of Transmission | 5 | 408 | DCC_220kV_380kV | BA | 2018 |  |  |  |  | 2019-03-18 | Not Expected
Inventory of Transmission | 5 | 409 | DCC_Over_380kV | BA | 2018 |  |  |  |  | 2019-03-18 | Not Expected
Inventory of Transmission | 5 | 421 | Nw_220kV_110kV_lower | BA | 2018 |  |  | 14 | 2100 | 2019-03-18
Inventory of Transmission | 5 | 420 | Nw_275kV_110kV_lower | BA | 2018 |  |  |  |  | 2019-03-18 | Not Expected
Inventory of Transmission | 5 | 419 | Nw_330kV_110kV_lower | BA | 2018 |  |  |  |  | 2019-03-18 | Not Expected
Inventory of Transmission | 5 | 418 | Nw_330kV_220kV | BA | 2018 |  |  |  |  | 2019-03-18 | Not Expected
Inventory of Transmission | 5 | 417 | Nw_400kV_110kV_lower | BA | 2018 |  |  | 16 | 2220 | 2019-03-18
Inventory of Transmission | 5 | 416 | Nw_400kV_220kV | BA | 2018 |  |  | 7 | 2800 | 2019-03-18
Inventory of Transmission | 5 | 415 | Nw_400kV_330kV | BA | 2018 |  |  |  |  | 2019-03-18 | Not Expected
Inventory of Transmission | 5 | 414 | Nw_750kV_400kV_lower | BA | 2018 |  |  |  |  | 2019-03-18 | Not Expected
Inventory of Transmission | 5 | 413 | Of_PU_>220kV | BA | 2018 |  |  | 16 | 2220 | 2019-03-18
Inventory of Transmission | 5 | 412 | Of_PU_>275kV | BA | 2018 |  |  |  |  | 2019-03-18 | Not Expected
Inventory of Transmission | 5 | 411 | Of_PU_>330kV | BA | 2018 |  |  |  |  | 2019-03-18 | Not Expected
Inventory of Transmission | 5 | 410 | Of_PU_>400kV | BA | 2018 |  |  | 5 | 1200 | 2019-03-18
Inventory of Transmission | 5 | 406 | ACC_220kV_380kV | CH | 2018 | 14.9 | 14.9 |  |  | 2019-04-04
Inventory of Transmission | 5 | 407 | ACC_Over_380kV | CH | 2018 | 20.8 | 20.8 |  |  | 2019-04-04
Inventory of Transmission | 5 | 400 | ACL_110kV_220kV | CH | 2018 | 47.3 | 47.3 |  |  | 2019-04-04
Inventory of Transmission | 5 | 401 | ACL_220kV | CH | 2018 | 4813.1 | 4813.1 |  |  | 2019-04-04
Inventory of Transmission | 5 | 402 | ACL_275kV | CH | 2018 |  |  |  |  | 2019-04-04 | Not Expected
Inventory of Transmission | 5 | 403 | ACL_330kV | CH | 2018 |  |  |  |  | 2019-04-04 | Not Expected
Inventory of Transmission | 5 | 404 | ACL_380_400kV | CH | 2018 | 1774.2 | 1774.2 |  |  | 2019-04-04
Inventory of Transmission | 5 | 405 | ACL_750kV | CH | 2018 |  |  |  |  | 2019-04-04 | Not Expected
Inventory of Transmission | 5 | 424 | Comments_1 | CH | 2018 |  |  |  | 150kV Lines did exist already, but has been declared as transmission grid | 2019-04-04
Inventory of Transmission | 5 | 425 | Comments_2 | CH | 2018 |  |  |  |  | 2019-04-04
Inventory of Transmission | 5 | 426 | Comments_3 | CH | 2018 |  |  |  |  | 2019-04-04
Inventory of Transmission | 5 | 427 | Comments_4 | CH | 2018 |  |  |  |  | 2019-04-04
Inventory of Transmission | 5 | 422 | DCC_110kV_220V | CH | 2018 |  |  |  |  | 2019-04-04 | Not Expected
Inventory of Transmission | 5 | 408 | DCC_220kV_380kV | CH | 2018 |  |  |  |  | 2019-04-04 | Not Expected
Inventory of Transmission | 5 | 409 | DCC_Over_380kV | CH | 2018 |  |  |  |  | 2019-04-04 | Not Expected
Inventory of Transmission | 5 | 421 | Nw_220kV_110kV_lower | CH | 2018 |  |  | 173 | 29340 | 2019-04-04
Inventory of Transmission | 5 | 420 | Nw_275kV_110kV_lower | CH | 2018 |  |  |  |  | 2019-04-04 | Not Expected
Inventory of Transmission | 5 | 419 | Nw_330kV_110kV_lower | CH | 2018 |  |  |  |  | 2019-04-04 | Not Expected
Inventory of Transmission | 5 | 418 | Nw_330kV_220kV | CH | 2018 |  |  |  |  | 2019-04-04 | Not Expected
Inventory of Transmission | 5 | 417 | Nw_400kV_110kV_lower | CH | 2018 |  |  | 10 | 3650 | 2019-04-04
Inventory of Transmission | 5 | 416 | Nw_400kV_220kV | CH | 2018 |  |  | 21 | 11846 | 2019-04-04
Inventory of Transmission | 5 | 415 | Nw_400kV_330kV | CH | 2018 |  |  |  |  | 2019-04-04 | Not Expected
Inventory of Transmission | 5 | 414 | Nw_750kV_400kV_lower | CH | 2018 |  |  |  |  | 2019-04-04 | Not Expected
Inventory of Transmission | 5 | 413 | Of_PU_>220kV | CH | 2018 |  |  | 133 | 11771 | 2019-04-04
Inventory of Transmission | 5 | 412 | Of_PU_>275kV | CH | 2018 |  |  |  |  | 2019-04-04 | Not Expected
Inventory of Transmission | 5 | 411 | Of_PU_>330kV | CH | 2018 |  |  |  |  | 2019-04-04 | Not Expected
Inventory of Transmission | 5 | 410 | Of_PU_>400kV | CH | 2018 |  |  | 21 | 6248 | 2019-04-04
Inventory of Transmission | 5 | 406 | ACC_220kV_380kV | CY | 2018 |  |  |  |  | 2019-03-22 | Not Available
Inventory of Transmission | 5 | 407 | ACC_Over_380kV | CY | 2018 |  |  |  |  | 2019-03-22 | Not Available
Inventory of Transmission | 5 | 400 | ACL_110kV_220kV | CY | 2018 | 820 | 410 |  |  | 2019-03-22
Inventory of Transmission | 5 | 401 | ACL_220kV | CY | 2018 | 88 | 44 |  |  | 2019-03-22
Inventory of Transmission | 5 | 402 | ACL_275kV | CY | 2018 |  |  |  |  | 2019-03-22 | Not Expected
Inventory of Transmission | 5 | 403 | ACL_330kV | CY | 2018 |  |  |  |  | 2019-03-22 | Not Expected
Inventory of Transmission | 5 | 404 | ACL_380_400kV | CY | 2018 |  |  |  |  | 2019-03-22 | Not Expected
Inventory of Transmission | 5 | 405 | ACL_750kV | CY | 2018 |  |  |  |  | 2019-03-22 | Not Available
Inventory of Transmission | 5 | 424 | Comments_1 | CY | 2018 |  |  |  | 66kV power lines exist in the transmission network that do not fall in the above categories. Also 220kV Transmission Lines are operated at 132kV. | 2019-03-22
Inventory of Transmission | 5 | 425 | Comments_2 | CY | 2018 |  |  |  | 132kV aand 66kV ac cables exist in the transmission network that do not fall in the above categories. | 2019-03-22
Inventory of Transmission | 5 | 426 | Comments_3 | CY | 2018 |  |  |  |  | 2019-03-22
Inventory of Transmission | 5 | 427 | Comments_4 | CY | 2018 |  |  |  | Power Transformers 15.75/132kV, 11/132kV, 11/66kV, Step Down Network Transformers 132/11kV, 132/6,6kV, 132/3,3kV, 66/3.3kV and interbus transformers 132/66kV exist in the transmission network that do not fall in the above categories. | 2019-03-22
Inventory of Transmission | 5 | 422 | DCC_110kV_220V | CY | 2018 |  |  |  |  | 2019-03-22 | Not Available
Inventory of Transmission | 5 | 408 | DCC_220kV_380kV | CY | 2018 |  |  |  |  | 2019-03-22 | Not Expected
Inventory of Transmission | 5 | 409 | DCC_Over_380kV | CY | 2018 |  |  |  |  | 2019-03-22 | Not Expected
Inventory of Transmission | 5 | 421 | Nw_220kV_110kV_lower | CY | 2018 |  |  |  |  | 2019-03-22 | Not Expected
Inventory of Transmission | 5 | 420 | Nw_275kV_110kV_lower | CY | 2018 |  |  |  |  | 2019-03-22 | Not Expected
Inventory of Transmission | 5 | 419 | Nw_330kV_110kV_lower | CY | 2018 |  |  |  |  | 2019-03-22 | Not Expected
Inventory of Transmission | 5 | 418 | Nw_330kV_220kV | CY | 2018 |  |  |  |  | 2019-03-22 | Not Expected
Inventory of Transmission | 5 | 417 | Nw_400kV_110kV_lower | CY | 2018 |  |  |  |  | 2019-03-22 | Not Expected
Inventory of Transmission | 5 | 416 | Nw_400kV_220kV | CY | 2018 |  |  |  |  | 2019-03-22 | Not Expected
Inventory of Transmission | 5 | 415 | Nw_400kV_330kV | CY | 2018 |  |  |  |  | 2019-03-22 | Not Expected
Inventory of Transmission | 5 | 414 | Nw_750kV_400kV_lower | CY | 2018 |  |  |  |  | 2019-03-22 | Not Expected
Inventory of Transmission | 5 | 413 | Of_PU_>220kV | CY | 2018 |  |  |  |  | 2019-03-22 | Not Expected
Inventory of Transmission | 5 | 412 | Of_PU_>275kV | CY | 2018 |  |  |  |  | 2019-03-22 | Not Expected
Inventory of Transmission | 5 | 411 | Of_PU_>330kV | CY | 2018 |  |  |  |  | 2019-03-22 | Not Expected
Inventory of Transmission | 5 | 410 | Of_PU_>400kV | CY | 2018 |  |  |  |  | 2019-03-22 | Not Expected
Inventory of Transmission | 5 | 406 | ACC_220kV_380kV | EE | 2018 |  |  |  |  | 2019-04-03 | Not Expected
Inventory of Transmission | 5 | 407 | ACC_Over_380kV | EE | 2018 |  |  |  |  | 2019-04-03 | Not Expected
Inventory of Transmission | 5 | 400 | ACL_110kV_220kV | EE | 2018 | 3428 | 3428 |  |  | 2019-04-03
Inventory of Transmission | 5 | 401 | ACL_220kV | EE | 2018 | 158.42 | 158.42 |  |  | 2019-04-03
Inventory of Transmission | 5 | 402 | ACL_275kV | EE | 2018 |  |  |  |  | 2019-04-03 | Not Expected
Inventory of Transmission | 5 | 403 | ACL_330kV | EE | 2018 | 1697.58 | 1697.58 |  |  | 2019-04-03
Inventory of Transmission | 5 | 404 | ACL_380_400kV | EE | 2018 |  |  |  |  | 2019-04-03 | Not Expected
Inventory of Transmission | 5 | 405 | ACL_750kV | EE | 2018 |  |  |  |  | 2019-04-03 | Not Expected
Inventory of Transmission | 5 | 424 | Comments_1 | EE | 2018 |  |  |  |  | 2019-04-03
Inventory of Transmission | 5 | 425 | Comments_2 | EE | 2018 |  |  |  |  | 2019-04-03
Inventory of Transmission | 5 | 426 | Comments_3 | EE | 2018 |  |  |  |  | 2019-04-03
Inventory of Transmission | 5 | 427 | Comments_4 | EE | 2018 |  |  |  |  | 2019-04-03
Inventory of Transmission | 5 | 422 | DCC_110kV_220V | EE | 2018 | 9.82 | 9.82 |  |  | 2019-04-03
Inventory of Transmission | 5 | 408 | DCC_220kV_380kV | EE | 2018 |  |  |  |  | 2019-04-03 | Not Expected
Inventory of Transmission | 5 | 409 | DCC_Over_380kV | EE | 2018 | 11.69 | 11.69 |  |  | 2019-04-03
Inventory of Transmission | 5 | 421 | Nw_220kV_110kV_lower | EE | 2018 |  |  |  |  | 2019-04-03 | Not Expected
Inventory of Transmission | 5 | 420 | Nw_275kV_110kV_lower | EE | 2018 |  |  |  |  | 2019-04-03 | Not Expected
Inventory of Transmission | 5 | 419 | Nw_330kV_110kV_lower | EE | 2018 |  |  | 16 | 3480 | 2019-04-03
Inventory of Transmission | 5 | 418 | Nw_330kV_220kV | EE | 2018 |  |  | 2 | 480 | 2019-04-03
Inventory of Transmission | 5 | 417 | Nw_400kV_110kV_lower | EE | 2018 |  |  |  |  | 2019-04-03 | Not Expected
Inventory of Transmission | 5 | 416 | Nw_400kV_220kV | EE | 2018 |  |  |  |  | 2019-04-03 | Not Expected
Inventory of Transmission | 5 | 415 | Nw_400kV_330kV | EE | 2018 |  |  |  |  | 2019-04-03 | Not Expected
Inventory of Transmission | 5 | 414 | Nw_750kV_400kV_lower | EE | 2018 |  |  |  |  | 2019-04-03 | Not Expected
Inventory of Transmission | 5 | 413 | Of_PU_>220kV | EE | 2018 |  |  |  |  | 2019-04-03 | Not Expected
Inventory of Transmission | 5 | 412 | Of_PU_>275kV | EE | 2018 |  |  |  |  | 2019-04-03 | Not Expected
Inventory of Transmission | 5 | 411 | Of_PU_>330kV | EE | 2018 |  |  |  |  | 2019-04-03 | Not Expected
Inventory of Transmission | 5 | 410 | Of_PU_>400kV | EE | 2018 |  |  |  |  | 2019-04-03 | Not Expected
Inventory of Transmission | 5 | 406 | ACC_220kV_380kV | GB | 2018 | 839 | 0 |  |  | 2019-04-04
Inventory of Transmission | 5 | 407 | ACC_Over_380kV | GB | 2018 | 296 | 0 |  |  | 2019-04-04
Inventory of Transmission | 5 | 400 | ACL_110kV_220kV | GB | 2018 |  |  |  |  | 2019-04-04 | Not Expected
Inventory of Transmission | 5 | 401 | ACL_220kV | GB | 2018 |  |  |  |  | 2019-04-04 | Not Expected
Inventory of Transmission | 5 | 402 | ACL_275kV | GB | 2018 | 7778 | 0 |  |  | 2019-04-04
Inventory of Transmission | 5 | 403 | ACL_330kV | GB | 2018 |  |  |  |  | 2019-04-04 | Not Expected
Inventory of Transmission | 5 | 404 | ACL_380_400kV | GB | 2018 | 12607 | 0 |  |  | 2019-04-04
Inventory of Transmission | 5 | 405 | ACL_750kV | GB | 2018 |  |  |  |  | 2019-04-04 | Not Expected
Inventory of Transmission | 5 | 424 | Comments_1 | GB | 2018 |  |  |  |  | 2019-04-04
Inventory of Transmission | 5 | 425 | Comments_2 | GB | 2018 |  |  |  |  | 2019-04-04
Inventory of Transmission | 5 | 426 | Comments_3 | GB | 2018 |  |  |  |  | 2019-04-04
Inventory of Transmission | 5 | 427 | Comments_4 | GB | 2018 |  |  |  |  | 2019-04-04
Inventory of Transmission | 5 | 422 | DCC_110kV_220V | GB | 2018 |  |  |  |  | 2019-04-04 | Not Expected
Inventory of Transmission | 5 | 408 | DCC_220kV_380kV | GB | 2018 |  |  |  |  | 2019-04-04 | Not Expected
Inventory of Transmission | 5 | 409 | DCC_Over_380kV | GB | 2018 | 327 | 0 |  |  | 2019-04-04
Inventory of Transmission | 5 | 421 | Nw_220kV_110kV_lower | GB | 2018 |  |  |  |  | 2019-04-04 | Not Expected
Inventory of Transmission | 5 | 420 | Nw_275kV_110kV_lower | GB | 2018 |  |  |  |  | 2019-04-04 | Not Expected
Inventory of Transmission | 5 | 419 | Nw_330kV_110kV_lower | GB | 2018 |  |  |  |  | 2019-04-04 | Not Expected
Inventory of Transmission | 5 | 418 | Nw_330kV_220kV | GB | 2018 |  |  |  |  | 2019-04-04 | Not Expected
Inventory of Transmission | 5 | 417 | Nw_400kV_110kV_lower | GB | 2018 |  |  |  |  | 2019-04-04 | Not Expected
Inventory of Transmission | 5 | 416 | Nw_400kV_220kV | GB | 2018 |  |  |  |  | 2019-04-04 | Not Expected
Inventory of Transmission | 5 | 415 | Nw_400kV_330kV | GB | 2018 |  |  | 124 | 97.94 | 2019-04-04
Inventory of Transmission | 5 | 414 | Nw_750kV_400kV_lower | GB | 2018 |  |  |  |  | 2019-04-04 | Not Expected
Inventory of Transmission | 5 | 413 | Of_PU_>220kV | GB | 2018 |  |  | 60 | 126.39 | 2019-04-04
Inventory of Transmission | 5 | 412 | Of_PU_>275kV | GB | 2018 |  |  | 537 | 99.71 | 2019-04-04
Inventory of Transmission | 5 | 411 | Of_PU_>330kV | GB | 2018 |  |  |  |  | 2019-04-04 | Not Expected
Inventory of Transmission | 5 | 410 | Of_PU_>400kV | GB | 2018 |  |  | 343 | 80.07 | 2019-04-04
Inventory of Transmission | 5 | 406 | ACC_220kV_380kV | IE | 2018 |  |  |  |  | 2019-04-08 | Not Expected
Inventory of Transmission | 5 | 407 | ACC_Over_380kV | IE | 2018 | 1.5 | 1.5 |  |  | 2019-04-08
Inventory of Transmission | 5 | 400 | ACL_110kV_220kV | IE | 2018 | 4383.1 | 4207.8 |  |  | 2019-04-08
Inventory of Transmission | 5 | 401 | ACL_220kV | IE | 2018 | 1932.6 | 1835.2 |  |  | 2019-04-08
Inventory of Transmission | 5 | 402 | ACL_275kV | IE | 2018 | 97.04 | 48.52 |  |  | 2019-04-08
Inventory of Transmission | 5 | 403 | ACL_330kV | IE | 2018 |  |  |  |  | 2019-04-08 | Not Expected
Inventory of Transmission | 5 | 404 | ACL_380_400kV | IE | 2018 | 439.1 | 439.1 |  |  | 2019-04-08
Inventory of Transmission | 5 | 405 | ACL_750kV | IE | 2018 |  |  |  |  | 2019-04-08 | Not Expected
Inventory of Transmission | 5 | 424 | Comments_1 | IE | 2018 |  |  |  |  | 2019-04-08
Inventory of Transmission | 5 | 425 | Comments_2 | IE | 2018 |  |  |  |  | 2019-04-08
Inventory of Transmission | 5 | 426 | Comments_3 | IE | 2018 |  |  |  |  | 2019-04-08
Inventory of Transmission | 5 | 427 | Comments_4 | IE | 2018 |  |  |  |  | 2019-04-08
Inventory of Transmission | 5 | 422 | DCC_110kV_220V | IE | 2018 |  |  |  |  | 2019-04-08 | Not Expected
Inventory of Transmission | 5 | 408 | DCC_220kV_380kV | IE | 2018 | 263 | 263 |  |  | 2019-04-08
Inventory of Transmission | 5 | 409 | DCC_Over_380kV | IE | 2018 |  |  |  |  | 2019-04-08 | Not Expected
Inventory of Transmission | 5 | 421 | Nw_220kV_110kV_lower | IE | 2018 |  |  | 54 | 10734 | 2019-04-08
Inventory of Transmission | 5 | 420 | Nw_275kV_110kV_lower | IE | 2018 |  |  | 3 | 1200 | 2019-04-08
Inventory of Transmission | 5 | 419 | Nw_330kV_110kV_lower | IE | 2018 |  |  |  |  | 2019-04-08 | Not Expected
Inventory of Transmission | 5 | 418 | Nw_330kV_220kV | IE | 2018 |  |  |  |  | 2019-04-08 | Not Expected
Inventory of Transmission | 5 | 417 | Nw_400kV_110kV_lower | IE | 2018 |  |  |  |  | 2019-04-08 | Not Expected
Inventory of Transmission | 5 | 416 | Nw_400kV_220kV | IE | 2018 |  |  | 8 | 4050 | 2019-04-08
Inventory of Transmission | 5 | 415 | Nw_400kV_330kV | IE | 2018 |  |  |  |  | 2019-04-08 | Not Expected
Inventory of Transmission | 5 | 414 | Nw_750kV_400kV_lower | IE | 2018 |  |  |  |  | 2019-04-08 | Not Expected
Inventory of Transmission | 5 | 413 | Of_PU_>220kV | IE | 2018 |  |  |  |  | 2019-04-08 | Not Expected
Inventory of Transmission | 5 | 412 | Of_PU_>275kV | IE | 2018 |  |  |  |  | 2019-04-08 | Not Expected
Inventory of Transmission | 5 | 411 | Of_PU_>330kV | IE | 2018 |  |  |  |  | 2019-04-08 | Not Expected
Inventory of Transmission | 5 | 410 | Of_PU_>400kV | IE | 2018 |  |  |  |  | 2019-04-08 | Not Expected
Inventory of Transmission | 5 | 406 | ACC_220kV_380kV | IS | 2018 | 0 | 0 |  |  | 2019-04-08
Inventory of Transmission | 5 | 407 | ACC_Over_380kV | IS | 2018 | 0 | 0 |  |  | 2019-04-08
Inventory of Transmission | 5 | 400 | ACL_110kV_220kV | IS | 2018 | 1336.1 | 1336.1 |  |  | 2019-04-08
Inventory of Transmission | 5 | 401 | ACL_220kV | IS | 2018 | 917.9 | 902.3 |  |  | 2019-04-08
Inventory of Transmission | 5 | 402 | ACL_275kV | IS | 2018 | 0 | 0 |  |  | 2019-04-08
Inventory of Transmission | 5 | 403 | ACL_330kV | IS | 2018 | 0 | 0 |  |  | 2019-04-08
Inventory of Transmission | 5 | 404 | ACL_380_400kV | IS | 2018 | 0 | 0 |  |  | 2019-04-08
Inventory of Transmission | 5 | 405 | ACL_750kV | IS | 2018 | 0 | 0 |  |  | 2019-04-08
Inventory of Transmission | 5 | 424 | Comments_1 | IS | 2018 |  |  |  |  | 2019-04-08
Inventory of Transmission | 5 | 425 | Comments_2 | IS | 2018 |  |  |  |  | 2019-04-08
Inventory of Transmission | 5 | 426 | Comments_3 | IS | 2018 |  |  |  |  | 2019-04-08
Inventory of Transmission | 5 | 427 | Comments_4 | IS | 2018 |  |  |  |  | 2019-04-08
Inventory of Transmission | 5 | 422 | DCC_110kV_220V | IS | 2018 | 0 | 0 |  |  | 2019-04-08
Inventory of Transmission | 5 | 408 | DCC_220kV_380kV | IS | 2018 | 0 | 0 |  |  | 2019-04-08
Inventory of Transmission | 5 | 409 | DCC_Over_380kV | IS | 2018 | 0 | 0 |  |  | 2019-04-08
Inventory of Transmission | 5 | 421 | Nw_220kV_110kV_lower | IS | 2018 |  |  | 15 | 1289 | 2019-04-08
Inventory of Transmission | 5 | 420 | Nw_275kV_110kV_lower | IS | 2018 |  |  | 0 | 0 | 2019-04-08
Inventory of Transmission | 5 | 419 | Nw_330kV_110kV_lower | IS | 2018 |  |  | 0 | 0 | 2019-04-08
Inventory of Transmission | 5 | 418 | Nw_330kV_220kV | IS | 2018 |  |  | 0 | 0 | 2019-04-08
Inventory of Transmission | 5 | 417 | Nw_400kV_110kV_lower | IS | 2018 |  |  | 0 | 0 | 2019-04-08
Inventory of Transmission | 5 | 416 | Nw_400kV_220kV | IS | 2018 |  |  | 0 | 0 | 2019-04-08
Inventory of Transmission | 5 | 415 | Nw_400kV_330kV | IS | 2018 |  |  | 0 | 0 | 2019-04-08
Inventory of Transmission | 5 | 414 | Nw_750kV_400kV_lower | IS | 2018 |  |  | 0 | 0 | 2019-04-08
Inventory of Transmission | 5 | 413 | Of_PU_>220kV | IS | 2018 |  |  | 31 | 2230 | 2019-04-08
Inventory of Transmission | 5 | 412 | Of_PU_>275kV | IS | 2018 |  |  | 0 | 0 | 2019-04-08
Inventory of Transmission | 5 | 411 | Of_PU_>330kV | IS | 2018 |  |  | 0 | 0 | 2019-04-08
Inventory of Transmission | 5 | 410 | Of_PU_>400kV | IS | 2018 |  |  | 0 | 0 | 2019-04-08
Inventory of Transmission | 5 | 406 | ACC_220kV_380kV | LU | 2018 | 22.9 | 12.4 |  |  | 2019-03-15
Inventory of Transmission | 5 | 407 | ACC_Over_380kV | LU | 2018 |  |  |  |  | 2019-03-15 | Not Expected
Inventory of Transmission | 5 | 400 | ACL_110kV_220kV | LU | 2018 |  |  |  |  | 2019-03-15 | Not Expected
Inventory of Transmission | 5 | 401 | ACL_220kV | LU | 2018 | 275 | 137.5 |  |  | 2019-03-15
Inventory of Transmission | 5 | 402 | ACL_275kV | LU | 2018 |  |  |  |  | 2019-03-15 | Not Expected
Inventory of Transmission | 5 | 403 | ACL_330kV | LU | 2018 |  |  |  |  | 2019-03-15 | Not Expected
Inventory of Transmission | 5 | 404 | ACL_380_400kV | LU | 2018 |  |  |  |  | 2019-03-15 | Not Expected
Inventory of Transmission | 5 | 405 | ACL_750kV | LU | 2018 |  |  |  |  | 2019-03-15 | Not Expected
Inventory of Transmission | 5 | 424 | Comments_1 | LU | 2018 |  |  |  |  | 2019-03-15
Inventory of Transmission | 5 | 425 | Comments_2 | LU | 2018 |  |  |  |  | 2019-03-15
Inventory of Transmission | 5 | 426 | Comments_3 | LU | 2018 |  |  |  |  | 2019-03-15
Inventory of Transmission | 5 | 427 | Comments_4 | LU | 2018 |  |  |  |  | 2019-03-15
Inventory of Transmission | 5 | 422 | DCC_110kV_220V | LU | 2018 |  |  |  |  | 2019-03-15 | Not Expected
Inventory of Transmission | 5 | 408 | DCC_220kV_380kV | LU | 2018 |  |  |  |  | 2019-03-15 | Not Expected
Inventory of Transmission | 5 | 409 | DCC_Over_380kV | LU | 2018 |  |  |  |  | 2019-03-15 | Not Expected
Inventory of Transmission | 5 | 421 | Nw_220kV_110kV_lower | LU | 2018 |  |  | 13 | 2860 | 2019-03-15
Inventory of Transmission | 5 | 420 | Nw_275kV_110kV_lower | LU | 2018 |  |  |  |  | 2019-03-15 | Not Expected
Inventory of Transmission | 5 | 419 | Nw_330kV_110kV_lower | LU | 2018 |  |  |  |  | 2019-03-15 | Not Expected
Inventory of Transmission | 5 | 418 | Nw_330kV_220kV | LU | 2018 |  |  |  |  | 2019-03-15 | Not Expected
Inventory of Transmission | 5 | 417 | Nw_400kV_110kV_lower | LU | 2018 |  |  |  |  | 2019-03-15 | Not Expected
Inventory of Transmission | 5 | 416 | Nw_400kV_220kV | LU | 2018 |  |  |  |  | 2019-03-15 | Not Expected
Inventory of Transmission | 5 | 415 | Nw_400kV_330kV | LU | 2018 |  |  |  |  | 2019-03-15 | Not Expected
Inventory of Transmission | 5 | 414 | Nw_750kV_400kV_lower | LU | 2018 |  |  |  |  | 2019-03-15 | Not Expected
Inventory of Transmission | 5 | 413 | Of_PU_>220kV | LU | 2018 |  |  |  |  | 2019-03-15 | Not Expected
Inventory of Transmission | 5 | 412 | Of_PU_>275kV | LU | 2018 |  |  |  |  | 2019-03-15 | Not Expected
Inventory of Transmission | 5 | 411 | Of_PU_>330kV | LU | 2018 |  |  |  |  | 2019-03-15 | Not Expected
Inventory of Transmission | 5 | 410 | Of_PU_>400kV | LU | 2018 |  |  |  |  | 2019-03-15 | Not Expected
Inventory of Transmission | 5 | 406 | ACC_220kV_380kV | MK | 2018 |  |  |  |  | 2019-04-02 | Not Expected
Inventory of Transmission | 5 | 407 | ACC_Over_380kV | MK | 2018 |  |  |  |  | 2019-04-02 | Not Expected
Inventory of Transmission | 5 | 400 | ACL_110kV_220kV | MK | 2018 | 1545 | 1545 |  |  | 2019-04-02
Inventory of Transmission | 5 | 401 | ACL_220kV | MK | 2018 |  |  |  |  | 2019-04-02 | Not Expected
Inventory of Transmission | 5 | 402 | ACL_275kV | MK | 2018 |  |  |  |  | 2019-04-02 | Not Expected
Inventory of Transmission | 5 | 403 | ACL_330kV | MK | 2018 |  |  |  |  | 2019-04-02 | Not Expected
Inventory of Transmission | 5 | 404 | ACL_380_400kV | MK | 2018 | 577 | 577 |  |  | 2019-04-02
Inventory of Transmission | 5 | 405 | ACL_750kV | MK | 2018 |  |  |  |  | 2019-04-02 | Not Expected
Inventory of Transmission | 5 | 424 | Comments_1 | MK | 2018 |  |  |  |  | 2019-04-02
Inventory of Transmission | 5 | 425 | Comments_2 | MK | 2018 |  |  |  |  | 2019-04-02
Inventory of Transmission | 5 | 426 | Comments_3 | MK | 2018 |  |  |  |  | 2019-04-02
Inventory of Transmission | 5 | 427 | Comments_4 | MK | 2018 |  |  |  |  | 2019-04-02
Inventory of Transmission | 5 | 422 | DCC_110kV_220V | MK | 2018 |  |  |  |  | 2019-04-02 | Not Expected
Inventory of Transmission | 5 | 408 | DCC_220kV_380kV | MK | 2018 |  |  |  |  | 2019-04-02 | Not Expected
Inventory of Transmission | 5 | 409 | DCC_Over_380kV | MK | 2018 |  |  |  |  | 2019-04-02 | Not Expected
Inventory of Transmission | 5 | 421 | Nw_220kV_110kV_lower | MK | 2018 |  |  | 135 | 600 | 2019-04-02
Inventory of Transmission | 5 | 420 | Nw_275kV_110kV_lower | MK | 2018 |  |  |  |  | 2019-04-02 | Not Expected
Inventory of Transmission | 5 | 419 | Nw_330kV_110kV_lower | MK | 2018 |  |  |  |  | 2019-04-02 | Not Expected
Inventory of Transmission | 5 | 418 | Nw_330kV_220kV | MK | 2018 |  |  |  |  | 2019-04-02 | Not Expected
Inventory of Transmission | 5 | 417 | Nw_400kV_110kV_lower | MK | 2018 |  |  | 9 | 2900 | 2019-04-02
Inventory of Transmission | 5 | 416 | Nw_400kV_220kV | MK | 2018 |  |  |  |  | 2019-04-02 | Not Expected
Inventory of Transmission | 5 | 415 | Nw_400kV_330kV | MK | 2018 |  |  |  |  | 2019-04-02 | Not Expected
Inventory of Transmission | 5 | 414 | Nw_750kV_400kV_lower | MK | 2018 |  |  |  |  | 2019-04-02 | Not Expected
Inventory of Transmission | 5 | 413 | Of_PU_>220kV | MK | 2018 |  |  |  |  | 2019-04-02 | Not Expected
Inventory of Transmission | 5 | 412 | Of_PU_>275kV | MK | 2018 |  |  |  |  | 2019-04-02 | Not Expected
Inventory of Transmission | 5 | 411 | Of_PU_>330kV | MK | 2018 |  |  |  |  | 2019-04-02 | Not Expected
Inventory of Transmission | 5 | 410 | Of_PU_>400kV | MK | 2018 |  |  |  |  | 2019-04-02 | Not Expected
Inventory of Transmission | 5 | 406 | ACC_220kV_380kV | SE | 2018 | 29 | 29 |  |  | 2019-04-01
Inventory of Transmission | 5 | 407 | ACC_Over_380kV | SE | 2018 | 8 | 8 |  |  | 2019-04-01
Inventory of Transmission | 5 | 400 | ACL_110kV_220kV | SE | 2018 |  |  |  |  | 2019-04-01 | Not Expected
Inventory of Transmission | 5 | 401 | ACL_220kV | SE | 2018 | 3550 | 3550 |  |  | 2019-04-01
Inventory of Transmission | 5 | 402 | ACL_275kV | SE | 2018 |  |  |  |  | 2019-04-01 | Not Expected
Inventory of Transmission | 5 | 403 | ACL_330kV | SE | 2018 |  |  |  |  | 2019-04-01 | Not Expected
Inventory of Transmission | 5 | 404 | ACL_380_400kV | SE | 2018 | 11010 | 11010 |  |  | 2019-04-01
Inventory of Transmission | 5 | 405 | ACL_750kV | SE | 2018 |  |  |  |  | 2019-04-01 | Not Expected
Inventory of Transmission | 5 | 424 | Comments_1 | SE | 2018 |  |  |  |  | 2019-04-01
Inventory of Transmission | 5 | 425 | Comments_2 | SE | 2018 |  |  |  |  | 2019-04-01
Inventory of Transmission | 5 | 426 | Comments_3 | SE | 2018 |  |  |  |  | 2019-04-01
Inventory of Transmission | 5 | 427 | Comments_4 | SE | 2018 |  |  |  | We dont have the capacity of most transformers. | 2019-04-01
Inventory of Transmission | 5 | 422 | DCC_110kV_220V | SE | 2018 |  |  |  |  | 2019-04-01 | Not Expected
Inventory of Transmission | 5 | 408 | DCC_220kV_380kV | SE | 2018 |  |  |  |  | 2019-04-01 | Not Expected
Inventory of Transmission | 5 | 409 | DCC_Over_380kV | SE | 2018 | 885 | 885 |  |  | 2019-04-01
Inventory of Transmission | 5 | 421 | Nw_220kV_110kV_lower | SE | 2018 |  |  | 105 | 0 | 2019-04-01
Inventory of Transmission | 5 | 420 | Nw_275kV_110kV_lower | SE | 2018 |  |  |  |  | 2019-04-01 | Not Expected
Inventory of Transmission | 5 | 419 | Nw_330kV_110kV_lower | SE | 2018 |  |  |  |  | 2019-04-01 | Not Expected
Inventory of Transmission | 5 | 418 | Nw_330kV_220kV | SE | 2018 |  |  |  |  | 2019-04-01 | Not Expected
Inventory of Transmission | 5 | 417 | Nw_400kV_110kV_lower | SE | 2018 |  |  | 55 | 0 | 2019-04-01
Inventory of Transmission | 5 | 416 | Nw_400kV_220kV | SE | 2018 |  |  | 21 | 0 | 2019-04-01
Inventory of Transmission | 5 | 415 | Nw_400kV_330kV | SE | 2018 |  |  |  |  | 2019-04-01 | Not Expected
Inventory of Transmission | 5 | 414 | Nw_750kV_400kV_lower | SE | 2018 |  |  | 29 | 0 | 2019-04-01
Inventory of Transmission | 5 | 413 | Of_PU_>220kV | SE | 2018 |  |  | 75 | 0 | 2019-04-01
Inventory of Transmission | 5 | 412 | Of_PU_>275kV | SE | 2018 |  |  |  |  | 2019-04-01 | Not Expected
Inventory of Transmission | 5 | 411 | Of_PU_>330kV | SE | 2018 |  |  |  |  | 2019-04-01 | Not Expected
Inventory of Transmission | 5 | 410 | Of_PU_>400kV | SE | 2018 |  |  | 49 | 0 | 2019-04-01
Inventory of Transmission | 5 | 406 | ACC_220kV_380kV | TR | 2018 | 391.12 | 160 |  |  | 2019-06-12
Inventory of Transmission | 5 | 407 | ACC_Over_380kV | TR | 2018 | 89.68 | 89.68 |  |  | 2019-06-12
Inventory of Transmission | 5 | 400 | ACL_110kV_220kV | TR | 2018 | 44369.34 | 34252.6 |  |  | 2019-06-12
Inventory of Transmission | 5 | 401 | ACL_220kV | TR | 2018 | 84.82 | 84.82 |  |  | 2019-06-12
Inventory of Transmission | 5 | 402 | ACL_275kV | TR | 2018 |  |  |  |  | 2019-06-12 | Not Expected
Inventory of Transmission | 5 | 403 | ACL_330kV | TR | 2018 |  |  |  |  | 2019-06-12 | Not Expected
Inventory of Transmission | 5 | 404 | ACL_380_400kV | TR | 2018 | 23159.16 | 21636.03 |  |  | 2019-06-12
Inventory of Transmission | 5 | 405 | ACL_750kV | TR | 2018 |  |  |  |  | 2019-06-12 | Not Expected
Inventory of Transmission | 5 | 424 | Comments_1 | TR | 2018 |  |  |  |  | 2019-06-12
Inventory of Transmission | 5 | 425 | Comments_2 | TR | 2018 |  |  |  |  | 2019-06-12
Inventory of Transmission | 5 | 426 | Comments_3 | TR | 2018 |  |  |  |  | 2019-06-12
Inventory of Transmission | 5 | 427 | Comments_4 | TR | 2018 |  |  |  |  | 2019-06-12
Inventory of Transmission | 5 | 422 | DCC_110kV_220V | TR | 2018 |  |  |  |  | 2019-06-12 | Not Expected
Inventory of Transmission | 5 | 408 | DCC_220kV_380kV | TR | 2018 |  |  |  |  | 2019-06-12 | Not Expected
Inventory of Transmission | 5 | 409 | DCC_Over_380kV | TR | 2018 |  |  |  |  | 2019-06-12 | Not Expected
Inventory of Transmission | 5 | 421 | Nw_220kV_110kV_lower | TR | 2018 |  |  | 1432 | 100685.44 | 2019-06-12
Inventory of Transmission | 5 | 420 | Nw_275kV_110kV_lower | TR | 2018 |  |  |  |  | 2019-06-12 | Not Expected
Inventory of Transmission | 5 | 419 | Nw_330kV_110kV_lower | TR | 2018 |  |  |  |  | 2019-06-12 | Not Expected
Inventory of Transmission | 5 | 418 | Nw_330kV_220kV | TR | 2018 |  |  |  |  | 2019-06-12 | Not Expected
Inventory of Transmission | 5 | 417 | Nw_400kV_110kV_lower | TR | 2018 |  |  |  |  | 2019-06-12 | Not Expected
Inventory of Transmission | 5 | 416 | Nw_400kV_220kV | TR | 2018 |  |  |  |  | 2019-06-12 | Not Expected
Inventory of Transmission | 5 | 415 | Nw_400kV_330kV | TR | 2018 |  |  | 353 | 70652.16 | 2019-06-12
Inventory of Transmission | 5 | 414 | Nw_750kV_400kV_lower | TR | 2018 |  |  |  |  | 2019-06-12 | Not Expected
Inventory of Transmission | 5 | 413 | Of_PU_>220kV | TR | 2018 |  |  |  |  | 2019-06-12 | Not Expected
Inventory of Transmission | 5 | 412 | Of_PU_>275kV | TR | 2018 |  |  |  |  | 2019-06-12 | Not Expected
Inventory of Transmission | 5 | 411 | Of_PU_>330kV | TR | 2018 |  |  |  |  | 2019-06-12 | Not Expected
Inventory of Transmission | 5 | 410 | Of_PU_>400kV | TR | 2018 |  |  |  |  | 2019-06-12 | Not Expected